## Electricity network
Bus data
Bus No. | Active load(MW) | Reactive load(MVar) | Base voltage(kV) | max_voltage(p.u.) | min_voltage(p.u.)
1 | 0 | 0 | 10 | 1.05 | 0.95
2 | 1.5675 | 0.5115 | 10 | 1.05 | 0.95
3 | 0.19 | 0.062 | 10 | 1.05 | 0.95
4 | 0.5985 | 0.1953 | 10 | 1.05 | 0.95
5 | 0.19 | 0.062 | 10 | 1.05 | 0.95
6 | 0 | 0 | 10 | 1.05 | 0.95
7 | 0 | 0 | 10 | 1.05 | 0.95
8 | 0.76 | 0.248 | 10 | 1.05 | 0.95
9 | 0.2375 | 0.0775 | 10 | 1.05 | 0.95
10 | 0.29925 | 0.09765 | 10 | 1.05 | 0.95
11 | 0 | 0 | 10 | 1.05 | 0.95
12 | 0.38 | 0.124 | 10 | 1.05 | 0.95
13 | 0.19 | 0.062 | 10 | 1.05 | 0.95
14 | 0.29925 | 0.09765 | 10 | 1.05 | 0.95
15 | 0 | 0 | 10 | 1.05 | 0.95
16 | 0.38 | 0.124 | 10 | 1.05 | 0.95
17 | 0.095 | 0.031 | 10 | 1.05 | 0.95
18 | 0 | 0 | 10 | 1.05 | 0.95
19 | 0.152 | 0.0496 | 10 | 1.05 | 0.95
20 | 0 | 0 | 10 | 1.05 | 0.95
21 | 0.76 | 0.248 | 10 | 1.05 | 0.95
22 | 0.0475 | 0.0155 | 10 | 1.05 | 0.95
23 | 0 | 0 | 10 | 1.05 | 0.95
24 | 0 | 0 | 10 | 1.05 | 0.95
25 | 0.2375 | 0.0775 | 10 | 1.05 | 0.95
26 | 0.095 | 0.031 | 10 | 1.05 | 0.95
27 | 0.19 | 0.062 | 10 | 1.05 | 0.95
28 | 0.38 | 0.124 | 10 | 1.05 | 0.95
29 | 0.38 | 0.124 | 10 | 1.05 | 0.95
30 | 0.304 | 0.0992 | 10 | 1.05 | 0.95
31 | 0 | 0 | 10 | 1.05 | 0.95
32 | 0.3325 | 0.1085 | 10 | 1.05 | 0.95
33 | 0.38 | 0.124 | 10 | 1.05 | 0.95
34 | 0.38 | 0.124 | 10 | 1.05 | 0.95
35 | 0.38 | 0.124 | 10 | 1.05 | 0.95
36 | 0.38 | 0.124 | 10 | 1.05 | 0.95
37 | 0.38 | 0.124 | 10 | 1.05 | 0.95
38 | 0.152 | 0.0496 | 10 | 1.05 | 0.95
39 | 0.29925 | 0.09765 | 10 | 1.05 | 0.95
40 | 0.5985 | 0.1953 | 10 | 1.05 | 0.95
41 | 0.4085 | 0.1333 | 10 | 1.05 | 0.95
42 | 0.7125 | 0.2325 | 10 | 1.05 | 0.95
43 | 0.29925 | 0.09765 | 10 | 1.05 | 0.95
44 | 0.19 | 0.062 | 10 | 1.05 | 0.95
45 | 0 | 0 | 10 | 1.05 | 0.95
46 | 1.197 | 0.3906 | 10 | 1.05 | 0.95
47 | 0.38 | 0.124 | 10 | 1.05 | 0.95
48 | 0.38 | 0.124 | 10 | 1.05 | 0.95
49 | 0.5985 | 0.1953 | 10 | 1.05 | 0.95
50 | 0.76 | 0.248 | 10 | 1.05 | 0.95
51 | 0.29925 | 0.09765 | 10 | 1.05 | 0.95
52 | 0.0475 | 0.0155 | 10 | 1.05 | 0.95
53 | 0.19 | 0.062 | 10 | 1.05 | 0.95
54 | 0.29925 | 0.09765 | 10 | 1.05 | 0.95
55 | 1.0545 | 0.3441 | 10 | 1.05 | 0.95
56 | 0.095 | 0.031 | 10 | 1.05 | 0.95
57 | 0.95 | 0.31 | 10 | 1.05 | 0.95
58 | 0.2375 | 0.0775 | 10 | 1.05 | 0.95
59 | 0 | 0 | 10 | 1.05 | 0.95
60 | 0.095 | 0.031 | 10 | 1.05 | 0.95
61 | 0.2375 | 0.0775 | 10 | 1.05 | 0.95
Branch data
Branch No. | From bus | To bus | R(p.u.) | X(p.u.) | Flow limit(MW)
1 | 1 | 2 | 0.039 | 0.0024 | 25
2 | 2 | 3 | 0.0065 | 0.0004 | 25
3 | 3 | 4 | 0.0195 | 0.0012 | 25
4 | 4 | 5 | 0.0195 | 0.0012 | 25
5 | 5 | 6 | 0.013 | 0.0008 | 25
6 | 6 | 25 | 0.044 | 0.0008 | 25
7 | 25 | 26 | 0.11 | 0.002 | 25
8 | 26 | 27 | 0.176 | 0.0032 | 25
9 | 6 | 7 | 0.0325 | 0.002 | 25
10 | 7 | 45 | 0.0105 | 0.0004 | 25
11 | 45 | 48 | 0.066 | 0.0012 | 25
12 | 48 | 49 | 0.022 | 0.0004 | 25
13 | 49 | 50 | 0.044 | 0.0008 | 25
14 | 50 | 51 | 0.066 | 0.0012 | 25
15 | 51 | 52 | 0.11 | 0.002 | 25
16 | 45 | 46 | 0.0315 | 0.0012 | 25
17 | 46 | 53 | 0.022 | 0.0004 | 25
18 | 53 | 54 | 0.154 | 0.0028 | 25
19 | 54 | 55 | 0.088 | 0.0016 | 25
20 | 46 | 47 | 0.0735 | 0.0028 | 25
21 | 47 | 59 | 0.042 | 0.0016 | 25
22 | 59 | 58 | 0.126 | 0.0048 | 25
23 | 58 | 57 | 0.0105 | 0.0004 | 25
24 | 57 | 56 | 0.0735 | 0.0028 | 25
25 | 59 | 60 | 0.088 | 0.0016 | 25
26 | 60 | 61 | 0.022 | 0.0004 | 25
27 | 7 | 8 | 0.013 | 0.0008 | 25
28 | 8 | 9 | 0.013 | 0.0008 | 25
29 | 9 | 10 | 0.0195 | 0.0012 | 25
30 | 10 | 11 | 0.0325 | 0.002 | 25
31 | 11 | 31 | 0.022 | 0.0004 | 25
32 | 31 | 32 | 0.022 | 0.0004 | 25
33 | 32 | 33 | 0.044 | 0.0008 | 25
34 | 33 | 40 | 0.022 | 0.0004 | 25
35 | 40 | 41 | 0.066 | 0.0012 | 25
36 | 41 | 42 | 0.044 | 0.0008 | 25
37 | 33 | 34 | 0.066 | 0.0012 | 25
38 | 34 | 35 | 0.044 | 0.0008 | 25
39 | 35 | 36 | 0.044 | 0.0008 | 25
40 | 36 | 37 | 0.044 | 0.0008 | 25
41 | 37 | 39 | 0.066 | 0.0012 | 25
42 | 37 | 38 | 0.154 | 0.0028 | 25
43 | 31 | 43 | 0.022 | 0.0004 | 25
44 | 43 | 44 | 0.066 | 0.0012 | 25
45 | 31 | 30 | 0.022 | 0.0004 | 25
46 | 30 | 29 | 0.044 | 0.0008 | 25
47 | 29 | 28 | 0.022 | 0.0004 | 25
48 | 11 | 12 | 0.026 | 0.0016 | 25
49 | 12 | 13 | 0.0065 | 0.0004 | 25
50 | 13 | 14 | 0.013 | 0.0008 | 25
51 | 14 | 15 | 0.0195 | 0.0012 | 25
52 | 15 | 16 | 0.013 | 0.0008 | 25
53 | 16 | 17 | 0.0065 | 0.0004 | 25
54 | 17 | 18 | 0.0065 | 0.0004 | 25
55 | 18 | 19 | 0.0065 | 0.0004 | 25
56 | 19 | 20 | 0.0065 | 0.0004 | 25
57 | 20 | 21 | 0.013 | 0.0008 | 25
58 | 21 | 22 | 0.0065 | 0.0004 | 25
59 | 22 | 23 | 0.0065 | 0.0004 | 25
60 | 23 | 24 | 0.0065 | 0.0004 | 25
Upper grid data
Bus No. | max_active power(MW) | min_active power(MW) | max_reactive power(MVar) | min_reactive power(MVar)
1 | 25 | 0 | 30 | -30
Wind power data
Bus No. | Capacity(MW)
18 | 2
45 | 2
PV data
Bus No. | Capacity(MW)
12 | 1
22 | 2
27 | 2
36 | 2
58 | 2
Battery data
Component | Bus No. | ch_efficiency | dch_efficiency | ch_power_max (MW) | dch_power_max (MW) | Stored energy_min (MWh) | Stored energy_max (MWh) | Stored energy_initial (MWh)
ESS 1 | 8 | 0.9 | 0.9 | 0.5 | 0.5 | 0.2 | 2 | 1.5
ESS 2 | 38 | 0.9 | 0.9 | 0.5 | 0.5 | 0.2 | 2 | 1.5

## Gas network
Node data
Node No. | Load(kcf/h) | max_pressure(psia) | min_pressure(psia)
1 | 0 | 30 | 15
2 | 4.3 | 30 | 15
3 | 4.75 | 30 | 10
4 | 2.1 | 30 | 10
5 | 0 | 27.5 | 10
6 | 3.4 | 27.5 | 10
7 | 2.85 | 27.5 | 10
8 | 0 | 30 | 15
9 | 0 | 30 | 15
10 | 4.9 | 25 | 15
11 | 3.15 | 20 | 10
12 | 2.8 | 20 | 10
13 | 3.8 | 20 | 10
14 | 2.55 | 20 | 10
15 | 2.9 | 20 | 10
16 | 3.95 | 20 | 10
17 | 3.65 | 20 | 10
18 | 0 | 20 | 10
19 | 2.85 | 20 | 10
20 | 2.05 | 20 | 10
21 | 0 | 30 | 15
22 | 4.3 | 30 | 15
23 | 4.75 | 30 | 10
24 | 2.1 | 30 | 10
25 | 0 | 27.5 | 10
26 | 3.4 | 27.5 | 10
27 | 2.85 | 27.5 | 10
28 | 0 | 30 | 15
29 | 0 | 30 | 15
30 | 4.9 | 25 | 15
31 | 3.15 | 20 | 10
32 | 2.8 | 20 | 10
33 | 3.8 | 20 | 10
34 | 2.55 | 20 | 10
35 | 2.9 | 20 | 10
36 | 3.95 | 20 | 10
37 | 3.65 | 20 | 10
38 | 0 | 20 | 10
39 | 2.85 | 20 | 10
40 | 2.05 | 20 | 10
Pipeline data
Pipe No. | From node | To node | Weymouth constant of pipe (kcf/(psia∙h)) | max_flow(kcf/h)
1 | 1 | 2 | 5.74 | 20
2 | 2 | 3 | 3.83 | 20
3 | 3 | 4 | 1.81 | 10
4 | 4 | 5 | 1.09 | 10
5 | 5 | 6 | 1.78 | 10
6 | 6 | 7 | 1.3 | 10
7 | 8 | 9 | 6.56 | 60
8 | 9 | 10 | 5.4 | 60
9 | 10 | 11 | 5.4 | 60
10 | 11 | 12 | 2.12 | 50
11 | 12 | 13 | 2.77 | 50
12 | 13 | 14 | 5.4 | 50
13 | 14 | 15 | 2.7 | 20
14 | 15 | 16 | 1.88 | 20
15 | 11 | 17 | 1.86 | 20
16 | 18 | 19 | 1.68 | 20
17 | 19 | 20 | 1.56 | 20
18 | 21 | 22 | 5.74 | 20
19 | 22 | 23 | 3.83 | 20
20 | 23 | 24 | 1.81 | 10
21 | 24 | 25 | 1.09 | 10
22 | 25 | 26 | 1.78 | 10
23 | 26 | 27 | 1.3 | 10
24 | 28 | 29 | 6.56 | 60
25 | 29 | 30 | 5.4 | 60
26 | 30 | 31 | 5.4 | 60
27 | 31 | 32 | 2.12 | 50
28 | 32 | 33 | 2.77 | 50
29 | 33 | 34 | 5.4 | 50
30 | 34 | 35 | 2.7 | 20
31 | 35 | 36 | 1.88 | 20
32 | 31 | 37 | 1.86 | 20
33 | 38 | 39 | 1.68 | 20
34 | 39 | 40 | 1.56 | 20
35 | 7 | 21 | 6.56 | 20
Gas source data
Node No. | Gas supply_max (kcf/h) | Gas supply_min (kcf/h)
1 | 15.31 | 0
8 | 60.63 | 0
14 | 10.25 | 0
21 | 15.31 | 0
28 | 60.63 | 0
34 | 10.25 | 0
Gas compressor data
Compressor No. | From node | To node | Consumption coefficient | max_compression ratio | max_flow(kcf/h)
1 | 9 | 5 | 0.03 | 1.3 | 10
2 | 17 | 18 | 0.03 | 1.3 | 10
3 | 29 | 25 | 0.03 | 1.3 | 10
4 | 37 | 38 | 0.03 | 1.3 | 10

## Heat network
Node data
Node No. | Load(MW) | Supply temperature(oC) | Return temperature(oC) | max_supply pressure(psia) | min_supply pressure(psia) | max_return pressure(psia) | min_return pressure(psia)
1 | 0 | 70 | 29.63 | 35 | 25 | 20 | 10
2 | 0 | 69.75 | 29.71 | 35 | 25 | 20 | 10
3 | 0.107 | 69.3 | 30 | 35 | 25 | 20 | 10
4 | 0.145 | 69.57 | 30 | 35 | 25 | 20 | 10
5 | 0 | 69.47 | 29.65 | 35 | 25 | 20 | 10
6 | 0.107 | 68.39 | 30 | 35 | 25 | 20 | 10
7 | 0.107 | 69.65 | 29.68 | 35 | 25 | 20 | 10
8 | 0.107 | 68.85 | 30 | 35 | 25 | 20 | 10
9 | 0.107 | 69.18 | 30 | 35 | 25 | 20 | 10
10 | 0.107 | 68.54 | 30 | 35 | 25 | 20 | 10
11 | 0.145 | 69.39 | 29.72 | 35 | 25 | 20 | 10
12 | 0.107 | 68.8 | 30 | 35 | 25 | 20 | 10
13 | 0 | 69.18 | 29.72 | 35 | 25 | 20 | 10
14 | 0.0805 | 69.05 | 29.76 | 35 | 25 | 20 | 10
15 | 0 | 68.92 | 29.77 | 35 | 25 | 20 | 10
16 | 0.0805 | 68.31 | 30 | 35 | 25 | 20 | 10
17 | 0.0805 | 68.21 | 30 | 35 | 25 | 20 | 10
18 | 0.0805 | 68.33 | 30 | 35 | 25 | 20 | 10
19 | 0 | 68.97 | 29.76 | 35 | 25 | 20 | 10
20 | 0.0805 | 68.25 | 30 | 35 | 25 | 20 | 10
21 | 0.0805 | 68.26 | 30 | 35 | 25 | 20 | 10
22 | 0 | 68.83 | 29.8 | 35 | 25 | 20 | 10
23 | 0.107 | 68.19 | 30 | 35 | 25 | 20 | 10
24 | 0.107 | 68.29 | 30 | 35 | 25 | 20 | 10
25 | 0 | 69.75 | 29.77 | 35 | 25 | 20 | 10
26 | 0.107 | 69.19 | 30 | 35 | 25 | 20 | 10
27 | 0.107 | 69.24 | 30 | 35 | 25 | 20 | 10
28 | 0 | 69.88 | 29.79 | 35 | 25 | 20 | 10
29 | 0.107 | 69.48 | 30 | 35 | 25 | 20 | 10
30 | 0.107 | 69.44 | 30 | 35 | 25 | 20 | 10
31 | 0 | 70 | 29.65 | 35 | 25 | 20 | 10
32 | 0 | 70 | 29.59 | 35 | 25 | 20 | 10
33 | 0 | 70 | 29.63 | 35 | 25 | 20 | 10
34 | 0 | 69.75 | 29.71 | 35 | 25 | 20 | 10
35 | 0.107 | 69.3 | 30 | 35 | 25 | 20 | 10
36 | 0.145 | 69.57 | 30 | 35 | 25 | 20 | 10
37 | 0 | 69.47 | 29.65 | 35 | 25 | 20 | 10
38 | 0.107 | 68.39 | 30 | 35 | 25 | 20 | 10
39 | 0.107 | 69.65 | 29.68 | 35 | 25 | 20 | 10
40 | 0.107 | 68.85 | 30 | 35 | 25 | 20 | 10
41 | 0.107 | 69.18 | 30 | 35 | 25 | 20 | 10
42 | 0.107 | 68.54 | 30 | 35 | 25 | 20 | 10
43 | 0.145 | 69.39 | 29.72 | 35 | 25 | 20 | 10
44 | 0.107 | 68.8 | 30 | 35 | 25 | 20 | 10
45 | 0 | 69.18 | 29.72 | 35 | 25 | 20 | 10
46 | 0.0805 | 69.05 | 29.76 | 35 | 25 | 20 | 10
47 | 0 | 68.92 | 29.77 | 35 | 25 | 20 | 10
48 | 0.0805 | 68.31 | 30 | 35 | 25 | 20 | 10
49 | 0.0805 | 68.21 | 30 | 35 | 25 | 20 | 10
50 | 0.0805 | 68.33 | 30 | 35 | 25 | 20 | 10
51 | 0 | 68.97 | 29.76 | 35 | 25 | 20 | 10
52 | 0.0805 | 68.25 | 30 | 35 | 25 | 20 | 10
53 | 0.0805 | 68.26 | 30 | 35 | 25 | 20 | 10
54 | 0 | 68.83 | 29.8 | 35 | 25 | 20 | 10
55 | 0.107 | 68.19 | 30 | 35 | 25 | 20 | 10
56 | 0.107 | 68.29 | 30 | 35 | 25 | 20 | 10
57 | 0 | 69.75 | 29.77 | 35 | 25 | 20 | 10
58 | 0.107 | 69.19 | 30 | 35 | 25 | 20 | 10
59 | 0.107 | 69.24 | 30 | 35 | 25 | 20 | 10
60 | 0 | 69.88 | 29.79 | 35 | 25 | 20 | 10
61 | 0.107 | 69.48 | 30 | 35 | 25 | 20 | 10
62 | 0.107 | 69.44 | 30 | 35 | 25 | 20 | 10
63 | 0 | 70 | 29.65 | 35 | 25 | 20 | 10
64 | 0 | 70 | 29.59 | 35 | 25 | 20 | 10
Heating supply pipeline data
Pipe No. | From node | To node | Resistance coefficient of pipe (psia/(kg/s)2) | max_flow(kg/s)
1 | 1 | 2 | 0.0076 | 6
2 | 2 | 3 | 0.8574 | 2
3 | 2 | 4 | 0.4484 | 2
4 | 2 | 5 | 0.0054 | 6
5 | 5 | 6 | 7.2807 | 2
6 | 5 | 7 | 0.1594 | 6
7 | 7 | 8 | 1.5591 | 2
8 | 7 | 9 | 0.9039 | 2
9 | 7 | 10 | 2.1782 | 2
10 | 5 | 11 | 0.0145 | 6
11 | 11 | 12 | 1.1353 | 2
12 | 11 | 13 | 0.0168 | 6
13 | 13 | 14 | 0.0374 | 6
14 | 14 | 15 | 0.1204 | 2
15 | 15 | 16 | 3.1345 | 2
16 | 15 | 17 | 3.6605 | 2
17 | 14 | 18 | 3.6605 | 2
18 | 14 | 19 | 0.0123 | 6
19 | 19 | 20 | 3.6605 | 2
20 | 19 | 21 | 3.5987 | 2
21 | 19 | 22 | 0.0324 | 6
22 | 22 | 23 | 4.3233 | 2
23 | 22 | 24 | 3.6014 | 2
24 | 22 | 25 | 0.0249 | 6
25 | 25 | 26 | 3.6497 | 2
26 | 25 | 27 | 3.3089 | 2
27 | 25 | 28 | 0.0479 | 6
28 | 28 | 29 | 2.5548 | 2
29 | 28 | 30 | 2.8205 | 2
30 | 31 | 28 | 0.0021 | 6
31 | 31 | 7 | 0.0077 | 6
32 | 32 | 11 | 0.0059 | 6
33 | 33 | 34 | 0.0076 | 6
34 | 34 | 35 | 0.8574 | 2
35 | 34 | 36 | 0.4484 | 2
36 | 34 | 37 | 0.0054 | 6
37 | 37 | 38 | 7.2807 | 2
38 | 37 | 39 | 0.1594 | 6
39 | 39 | 40 | 1.5591 | 2
40 | 39 | 41 | 0.9039 | 2
41 | 39 | 42 | 2.1782 | 2
42 | 37 | 43 | 0.0145 | 6
43 | 43 | 44 | 1.1353 | 2
44 | 43 | 45 | 0.0168 | 6
45 | 45 | 46 | 0.0374 | 6
46 | 46 | 47 | 0.1204 | 2
47 | 47 | 48 | 3.1345 | 2
48 | 47 | 49 | 3.6605 | 2
49 | 46 | 50 | 3.6605 | 2
50 | 46 | 51 | 0.0123 | 6
51 | 51 | 52 | 3.6605 | 2
52 | 51 | 53 | 3.5987 | 2
53 | 51 | 54 | 0.0324 | 6
54 | 54 | 55 | 4.3233 | 2
55 | 54 | 56 | 3.6014 | 2
56 | 54 | 57 | 0.0249 | 6
57 | 57 | 58 | 3.6497 | 2
58 | 57 | 59 | 3.3089 | 2
59 | 57 | 60 | 0.0479 | 6
60 | 60 | 61 | 2.5548 | 2
61 | 60 | 62 | 2.8205 | 2
62 | 63 | 60 | 0.0021 | 6
63 | 63 | 39 | 0.0077 | 6
64 | 64 | 43 | 0.0059 | 6
Heating return pipeline data
Pipe No. | From node | To node | Resistance coefficient of pipe (psia/(kg/s)2) | max_flow(kg/s)
1 | 2 | 1 | 0.0076 | 6
2 | 3 | 2 | 0.8574 | 2
3 | 4 | 2 | 0.4484 | 2
4 | 5 | 2 | 0.0054 | 6
5 | 6 | 5 | 7.2807 | 2
6 | 7 | 5 | 0.1594 | 6
7 | 8 | 7 | 1.5591 | 2
8 | 9 | 7 | 0.9039 | 2
9 | 10 | 7 | 2.1782 | 2
10 | 11 | 5 | 0.0145 | 6
11 | 12 | 11 | 1.1353 | 2
12 | 13 | 11 | 0.0168 | 6
13 | 14 | 13 | 0.0374 | 6
14 | 15 | 14 | 0.1204 | 2
15 | 16 | 15 | 3.1345 | 2
16 | 17 | 15 | 3.6605 | 2
17 | 18 | 14 | 3.6605 | 2
18 | 19 | 14 | 0.0123 | 6
19 | 20 | 19 | 3.6605 | 2
20 | 21 | 19 | 3.5987 | 2
21 | 22 | 19 | 0.0324 | 6
22 | 23 | 22 | 4.3233 | 2
23 | 24 | 22 | 3.6014 | 2
24 | 25 | 22 | 0.0249 | 6
25 | 26 | 25 | 3.6497 | 2
26 | 27 | 25 | 3.3089 | 2
27 | 28 | 25 | 0.0479 | 6
28 | 29 | 28 | 2.5548 | 2
29 | 30 | 28 | 2.8205 | 2
30 | 28 | 31 | 0.0021 | 6
31 | 7 | 31 | 0.0077 | 6
32 | 11 | 32 | 0.0059 | 6
33 | 34 | 33 | 0.0076 | 6
34 | 35 | 34 | 0.8574 | 2
35 | 36 | 34 | 0.4484 | 2
36 | 37 | 34 | 0.0054 | 6
37 | 38 | 37 | 7.2807 | 2
38 | 39 | 37 | 0.1594 | 6
39 | 40 | 39 | 1.5591 | 2
40 | 41 | 39 | 0.9039 | 2
41 | 42 | 39 | 2.1782 | 2
42 | 43 | 37 | 0.0145 | 6
43 | 44 | 43 | 1.1353 | 2
44 | 45 | 43 | 0.0168 | 6
45 | 46 | 45 | 0.0374 | 6
46 | 47 | 46 | 0.1204 | 2
47 | 48 | 47 | 3.1345 | 2
48 | 49 | 47 | 3.6605 | 2
49 | 50 | 46 | 3.6605 | 2
50 | 51 | 46 | 0.0123 | 6
51 | 52 | 51 | 3.6605 | 2
52 | 53 | 51 | 3.5987 | 2
53 | 54 | 51 | 0.0324 | 6
54 | 55 | 54 | 4.3233 | 2
55 | 56 | 54 | 3.6014 | 2
56 | 57 | 54 | 0.0249 | 6
57 | 58 | 57 | 3.6497 | 2
58 | 59 | 57 | 3.3089 | 2
59 | 60 | 57 | 0.0479 | 6
60 | 61 | 60 | 2.5548 | 2
61 | 62 | 60 | 2.8205 | 2
62 | 60 | 63 | 0.0021 | 6
63 | 39 | 63 | 0.0077 | 6
64 | 43 | 64 | 0.0059 | 6
Coal-fired boiler data
Node No. | max_power(MW) | min_power(MW)
1 | 0.5 | 0
33 | 0.5 | 0

## Load curtailment cost
Electric load curtailment cost
Electric bus No. | Curtailment cost ($/MWh)
1 | 660
2 | 660
3 | 660
4 | 660
5 | 660
6 | 500
7 | 500
8 | 320
9 | 320
10 | 660
11 | 660
12 | 660
13 | 420
14 | 420
15 | 420
16 | 350
17 | 350
18 | 350
19 | 350
20 | 320
21 | 320
22 | 320
23 | 200
24 | 200
25 | 200
26 | 200
27 | 200
28 | 200
29 | 540
30 | 540
31 | 540
32 | 540
33 | 540
34 | 700
35 | 700
36 | 700
37 | 700
38 | 700
39 | 700
40 | 700
41 | 400
42 | 400
43 | 400
44 | 400
45 | 600
46 | 350
47 | 350
48 | 350
49 | 520
50 | 400
51 | 400
52 | 400
53 | 360
54 | 360
55 | 360
56 | 280
57 | 280
58 | 200
59 | 200
60 | 200
61 | 200
Gas load curtailment cost
Gas node No. | Curtailment cost ($/kcf)
1 | 181
2 | 181
3 | 181
4 | 181
5 | 181
6 | 97
7 | 97
8 | 97
9 | 97
10 | 97
11 | 69
12 | 69
13 | 69
14 | 69
15 | 69
16 | 69
17 | 69
18 | 69
19 | 69
20 | 69
21 | 181
22 | 181
23 | 181
24 | 181
25 | 181
26 | 97
27 | 97
28 | 97
29 | 97
30 | 97
31 | 69
32 | 69
33 | 69
34 | 69
35 | 69
36 | 69
37 | 69
38 | 69
39 | 69
40 | 69
Heat load curtailment cost
Heat node No. | Curtailment cost ($/MWh)
1 | 510
2 | 510
3 | 510
4 | 510
5 | 510
6 | 510
7 | 510
8 | 510
9 | 510
10 | 510
11 | 720
12 | 720
13 | 720
14 | 720
15 | 720
16 | 720
17 | 720
18 | 720
19 | 720
20 | 720
21 | 720
22 | 300
23 | 300
24 | 300
25 | 300
26 | 300
27 | 300
28 | 300
29 | 250
30 | 250
31 | 250
32 | 250
33 | 510
34 | 510
35 | 510
36 | 510
37 | 510
38 | 510
39 | 510
40 | 510
41 | 510
42 | 510
43 | 720
44 | 720
45 | 720
46 | 720
47 | 720
48 | 720
49 | 720
50 | 720
51 | 720
52 | 720
53 | 720
54 | 300
55 | 300
56 | 300
57 | 300
58 | 300
59 | 300
60 | 300
61 | 250
62 | 250
63 | 250
64 | 250

## Coupling components
Energy coupling components data
Component_type | Electric bus No. | Gas node No. | Heat node No. | Efficiency coefficient | Power output_min (MW) | Power output_max (MW)
EB1 | 4 | - | 32 | 0.9 | 0 | 0.9
EB2 | 21 | - | 64 | 0.9 | 0 | 0.9
GB1 | - | 18 | 31 | 0.85 | 0 | 0.9
GB2 | - | 38 | 63 | 0.85 | 0 | 0.9
GE1 | 25 | 10 | - | 0.75 | 0 | 3
GE2 | 34 | 35 | - | 0.75 | 0 | 3

## Unit cost
Unit cost data
Component_type | Unit cost
Upper grid | 100 $/MWh
Wind power | 50 $/MWh
Photovoltaic | 45 $/MWh
Gas source 1 | 36.21 $/kcf
Gas source 2 | 36.21 $/kcf
Gas source 3 | 48.28 $/kcf
Gas source 4 | 36.21 $/kcf
Gas source 5 | 36.21 $/kcf
Gas source 6 | 48.28 $/kcf
Coal-fired boiler 1 | 60 $/MWh
Coal-fired boiler 2 | 60 $/MWh

## Fixed pressure points_Gas
Fixed pressure points for Eq.(43)
Gas pipe No. | From node_M | To node_N | Weymouth constant of pipe (kcf/(psia∙h)) | Point1 |  | Point2 |  | Point3 |  | Point4 |  | Point5 |  | Point6 |  | Point7 |  | Point8 |  | Point9 |  | Point10 |  | Point11 |  | Point12 |  | Point13 |  | Point14 |  | Point15 |  | Point16 |  | Point17 |  | Point18 |  | Point19 |  | Point20
|  |  |  | Pressure_M(psia) | Pressure_N(psia) | Pressure_M(psia) | Pressure_N(psia) | Pressure_M(psia) | Pressure_N(psia) | Pressure_M(psia) | Pressure_N(psia) | Pressure_M(psia) | Pressure_N(psia) | Pressure_M(psia) | Pressure_N(psia) | Pressure_M(psia) | Pressure_N(psia) | Pressure_M(psia) | Pressure_N(psia) | Pressure_M(psia) | Pressure_N(psia) | Pressure_M(psia) | Pressure_N(psia) | Pressure_M(psia) | Pressure_N(psia) | Pressure_M(psia) | Pressure_N(psia) | Pressure_M(psia) | Pressure_N(psia) | Pressure_M(psia) | Pressure_N(psia) | Pressure_M(psia) | Pressure_N(psia) | Pressure_M(psia) | Pressure_N(psia) | Pressure_M(psia) | Pressure_N(psia) | Pressure_M(psia) | Pressure_N(psia) | Pressure_M(psia) | Pressure_N(psia) | Pressure_M(psia) | Pressure_N(psia)
1 | 1 | 2 | 5.74 | 30 | 15 | 29.2875 | 15.7125 | 28.9125 | 16.0875 | 28.5375 | 16.4625 | 28.1625 | 16.8375 | 27.7875 | 17.2125 | 27.4125 | 17.5875 | 27.0375 | 17.9625 | 26.6625 | 18.3375 | 26.2875 | 18.7125 | 25.9125 | 19.0875 | 25.5375 | 19.4625 | 25.1625 | 19.8375 | 24.7875 | 20.2125 | 24.4125 | 20.5875 | 24.0375 | 20.9625 | 23.6625 | 21.3375 | 23.2875 | 21.7125 | 22.9125 | 22.0875 | 22.5375 | 22.4625
2 | 2 | 3 | 3.83 | 30 | 10 | 29.05 | 10.95 | 28.55 | 11.45 | 28.05 | 11.95 | 27.55 | 12.45 | 27.05 | 12.95 | 26.55 | 13.45 | 26.05 | 13.95 | 25.55 | 14.45 | 25.05 | 14.95 | 24.55 | 15.45 | 24.05 | 15.95 | 23.55 | 16.45 | 23.05 | 16.95 | 22.55 | 17.45 | 22.05 | 17.95 | 21.55 | 18.45 | 21.05 | 18.95 | 20.55 | 19.45 | 20.05 | 19.95
3 | 3 | 4 | 1.81 | 30 | 10 | 29.05 | 10.95 | 28.55 | 11.45 | 28.05 | 11.95 | 27.55 | 12.45 | 27.05 | 12.95 | 26.55 | 13.45 | 26.05 | 13.95 | 25.55 | 14.45 | 25.05 | 14.95 | 24.55 | 15.45 | 24.05 | 15.95 | 23.55 | 16.45 | 23.05 | 16.95 | 22.55 | 17.45 | 22.05 | 17.95 | 21.55 | 18.45 | 21.05 | 18.95 | 20.55 | 19.45 | 20.05 | 19.95
4 | 4 | 5 | 1.09 | 30 | 10 | 29.05 | 10.95 | 28.55 | 11.45 | 28.05 | 11.95 | 27.55 | 12.45 | 27.05 | 12.95 | 26.55 | 13.45 | 26.05 | 13.95 | 25.55 | 14.45 | 25.05 | 14.95 | 24.55 | 15.45 | 24.05 | 15.95 | 23.55 | 16.45 | 23.05 | 16.95 | 22.55 | 17.45 | 22.05 | 17.95 | 21.55 | 18.45 | 21.05 | 18.95 | 20.55 | 19.45 | 20.05 | 19.95
5 | 5 | 6 | 1.78 | 27.5 | 10 | 26.6687 | 10.8313 | 26.2312 | 11.2688 | 25.7937 | 11.7063 | 25.3562 | 12.1438 | 24.9187 | 12.5813 | 24.4812 | 13.0188 | 24.0437 | 13.4563 | 23.6062 | 13.8938 | 23.1687 | 14.3313 | 22.7312 | 14.7688 | 22.2937 | 15.2063 | 21.8562 | 15.6438 | 21.4187 | 16.0813 | 20.9812 | 16.5188 | 20.5437 | 16.9563 | 20.1062 | 17.3938 | 19.6687 | 17.8313 | 19.2312 | 18.2688 | 18.7937 | 18.7063
6 | 6 | 7 | 1.3 | 27.5 | 10 | 26.6687 | 10.8313 | 26.2312 | 11.2688 | 25.7937 | 11.7063 | 25.3562 | 12.1438 | 24.9187 | 12.5813 | 24.4812 | 13.0188 | 24.0437 | 13.4563 | 23.6062 | 13.8938 | 23.1687 | 14.3313 | 22.7312 | 14.7688 | 22.2937 | 15.2063 | 21.8562 | 15.6438 | 21.4187 | 16.0813 | 20.9812 | 16.5188 | 20.5437 | 16.9563 | 20.1062 | 17.3938 | 19.6687 | 17.8313 | 19.2312 | 18.2688 | 18.7937 | 18.7063
7 | 8 | 9 | 6.56 | 30 | 15 | 29.2875 | 15.7125 | 28.9125 | 16.0875 | 28.5375 | 16.4625 | 28.1625 | 16.8375 | 27.7875 | 17.2125 | 27.4125 | 17.5875 | 27.0375 | 17.9625 | 26.6625 | 18.3375 | 26.2875 | 18.7125 | 25.9125 | 19.0875 | 25.5375 | 19.4625 | 25.1625 | 19.8375 | 24.7875 | 20.2125 | 24.4125 | 20.5875 | 24.0375 | 20.9625 | 23.6625 | 21.3375 | 23.2875 | 21.7125 | 22.9125 | 22.0875 | 22.5375 | 22.4625
8 | 9 | 10 | 5.4 | 30 | 15 | 29.2875 | 15.7125 | 28.9125 | 16.0875 | 28.5375 | 16.4625 | 28.1625 | 16.8375 | 27.7875 | 17.2125 | 27.4125 | 17.5875 | 27.0375 | 17.9625 | 26.6625 | 18.3375 | 26.2875 | 18.7125 | 25.9125 | 19.0875 | 25.5375 | 19.4625 | 25.1625 | 19.8375 | 24.7875 | 20.2125 | 24.4125 | 20.5875 | 24.0375 | 20.9625 | 23.6625 | 21.3375 | 23.2875 | 21.7125 | 22.9125 | 22.0875 | 22.5375 | 22.4625
9 | 10 | 11 | 5.4 | 25 | 10 | 24.2875 | 10.7125 | 23.9125 | 11.0875 | 23.5375 | 11.4625 | 23.1625 | 11.8375 | 22.7875 | 12.2125 | 22.4125 | 12.5875 | 22.0375 | 12.9625 | 21.6625 | 13.3375 | 21.2875 | 13.7125 | 20.9125 | 14.0875 | 20.5375 | 14.4625 | 20.1625 | 14.8375 | 19.7875 | 15.2125 | 19.4125 | 15.5875 | 19.0375 | 15.9625 | 18.6625 | 16.3375 | 18.2875 | 16.7125 | 17.9125 | 17.0875 | 17.5375 | 17.4625
10 | 11 | 12 | 2.12 | 20 | 10 | 19.525 | 10.475 | 19.275 | 10.725 | 19.025 | 10.975 | 18.775 | 11.225 | 18.525 | 11.475 | 18.275 | 11.725 | 18.025 | 11.975 | 17.775 | 12.225 | 17.525 | 12.475 | 17.275 | 12.725 | 17.025 | 12.975 | 16.775 | 13.225 | 16.525 | 13.475 | 16.275 | 13.725 | 16.025 | 13.975 | 15.775 | 14.225 | 15.525 | 14.475 | 15.275 | 14.725 | 15.025 | 14.975
11 | 12 | 13 | 2.77 | 20 | 10 | 19.525 | 10.475 | 19.275 | 10.725 | 19.025 | 10.975 | 18.775 | 11.225 | 18.525 | 11.475 | 18.275 | 11.725 | 18.025 | 11.975 | 17.775 | 12.225 | 17.525 | 12.475 | 17.275 | 12.725 | 17.025 | 12.975 | 16.775 | 13.225 | 16.525 | 13.475 | 16.275 | 13.725 | 16.025 | 13.975 | 15.775 | 14.225 | 15.525 | 14.475 | 15.275 | 14.725 | 15.025 | 14.975
12 | 13 | 14 | 5.4 | 20 | 10 | 19.525 | 10.475 | 19.275 | 10.725 | 19.025 | 10.975 | 18.775 | 11.225 | 18.525 | 11.475 | 18.275 | 11.725 | 18.025 | 11.975 | 17.775 | 12.225 | 17.525 | 12.475 | 17.275 | 12.725 | 17.025 | 12.975 | 16.775 | 13.225 | 16.525 | 13.475 | 16.275 | 13.725 | 16.025 | 13.975 | 15.775 | 14.225 | 15.525 | 14.475 | 15.275 | 14.725 | 15.025 | 14.975
13 | 14 | 15 | 2.7 | 20 | 10 | 19.525 | 10.475 | 19.275 | 10.725 | 19.025 | 10.975 | 18.775 | 11.225 | 18.525 | 11.475 | 18.275 | 11.725 | 18.025 | 11.975 | 17.775 | 12.225 | 17.525 | 12.475 | 17.275 | 12.725 | 17.025 | 12.975 | 16.775 | 13.225 | 16.525 | 13.475 | 16.275 | 13.725 | 16.025 | 13.975 | 15.775 | 14.225 | 15.525 | 14.475 | 15.275 | 14.725 | 15.025 | 14.975
14 | 15 | 16 | 1.88 | 20 | 10 | 19.525 | 10.475 | 19.275 | 10.725 | 19.025 | 10.975 | 18.775 | 11.225 | 18.525 | 11.475 | 18.275 | 11.725 | 18.025 | 11.975 | 17.775 | 12.225 | 17.525 | 12.475 | 17.275 | 12.725 | 17.025 | 12.975 | 16.775 | 13.225 | 16.525 | 13.475 | 16.275 | 13.725 | 16.025 | 13.975 | 15.775 | 14.225 | 15.525 | 14.475 | 15.275 | 14.725 | 15.025 | 14.975
15 | 11 | 17 | 1.86 | 20 | 10 | 19.525 | 10.475 | 19.275 | 10.725 | 19.025 | 10.975 | 18.775 | 11.225 | 18.525 | 11.475 | 18.275 | 11.725 | 18.025 | 11.975 | 17.775 | 12.225 | 17.525 | 12.475 | 17.275 | 12.725 | 17.025 | 12.975 | 16.775 | 13.225 | 16.525 | 13.475 | 16.275 | 13.725 | 16.025 | 13.975 | 15.775 | 14.225 | 15.525 | 14.475 | 15.275 | 14.725 | 15.025 | 14.975
16 | 18 | 19 | 1.68 | 20 | 10 | 19.525 | 10.475 | 19.275 | 10.725 | 19.025 | 10.975 | 18.775 | 11.225 | 18.525 | 11.475 | 18.275 | 11.725 | 18.025 | 11.975 | 17.775 | 12.225 | 17.525 | 12.475 | 17.275 | 12.725 | 17.025 | 12.975 | 16.775 | 13.225 | 16.525 | 13.475 | 16.275 | 13.725 | 16.025 | 13.975 | 15.775 | 14.225 | 15.525 | 14.475 | 15.275 | 14.725 | 15.025 | 14.975
17 | 19 | 20 | 1.56 | 20 | 10 | 19.525 | 10.475 | 19.275 | 10.725 | 19.025 | 10.975 | 18.775 | 11.225 | 18.525 | 11.475 | 18.275 | 11.725 | 18.025 | 11.975 | 17.775 | 12.225 | 17.525 | 12.475 | 17.275 | 12.725 | 17.025 | 12.975 | 16.775 | 13.225 | 16.525 | 13.475 | 16.275 | 13.725 | 16.025 | 13.975 | 15.775 | 14.225 | 15.525 | 14.475 | 15.275 | 14.725 | 15.025 | 14.975
18 | 21 | 22 | 5.74 | 30 | 15 | 29.2875 | 15.7125 | 28.9125 | 16.0875 | 28.5375 | 16.4625 | 28.1625 | 16.8375 | 27.7875 | 17.2125 | 27.4125 | 17.5875 | 27.0375 | 17.9625 | 26.6625 | 18.3375 | 26.2875 | 18.7125 | 25.9125 | 19.0875 | 25.5375 | 19.4625 | 25.1625 | 19.8375 | 24.7875 | 20.2125 | 24.4125 | 20.5875 | 24.0375 | 20.9625 | 23.6625 | 21.3375 | 23.2875 | 21.7125 | 22.9125 | 22.0875 | 22.5375 | 22.4625
19 | 22 | 23 | 3.83 | 30 | 10 | 29.05 | 10.95 | 28.55 | 11.45 | 28.05 | 11.95 | 27.55 | 12.45 | 27.05 | 12.95 | 26.55 | 13.45 | 26.05 | 13.95 | 25.55 | 14.45 | 25.05 | 14.95 | 24.55 | 15.45 | 24.05 | 15.95 | 23.55 | 16.45 | 23.05 | 16.95 | 22.55 | 17.45 | 22.05 | 17.95 | 21.55 | 18.45 | 21.05 | 18.95 | 20.55 | 19.45 | 20.05 | 19.95
20 | 23 | 24 | 1.81 | 30 | 10 | 29.05 | 10.95 | 28.55 | 11.45 | 28.05 | 11.95 | 27.55 | 12.45 | 27.05 | 12.95 | 26.55 | 13.45 | 26.05 | 13.95 | 25.55 | 14.45 | 25.05 | 14.95 | 24.55 | 15.45 | 24.05 | 15.95 | 23.55 | 16.45 | 23.05 | 16.95 | 22.55 | 17.45 | 22.05 | 17.95 | 21.55 | 18.45 | 21.05 | 18.95 | 20.55 | 19.45 | 20.05 | 19.95
21 | 24 | 25 | 1.09 | 30 | 10 | 29.05 | 10.95 | 28.55 | 11.45 | 28.05 | 11.95 | 27.55 | 12.45 | 27.05 | 12.95 | 26.55 | 13.45 | 26.05 | 13.95 | 25.55 | 14.45 | 25.05 | 14.95 | 24.55 | 15.45 | 24.05 | 15.95 | 23.55 | 16.45 | 23.05 | 16.95 | 22.55 | 17.45 | 22.05 | 17.95 | 21.55 | 18.45 | 21.05 | 18.95 | 20.55 | 19.45 | 20.05 | 19.95
22 | 25 | 26 | 1.78 | 27.5 | 10 | 26.6687 | 10.8313 | 26.2312 | 11.2688 | 25.7937 | 11.7063 | 25.3562 | 12.1438 | 24.9187 | 12.5813 | 24.4812 | 13.0188 | 24.0437 | 13.4563 | 23.6062 | 13.8938 | 23.1687 | 14.3313 | 22.7312 | 14.7688 | 22.2937 | 15.2063 | 21.8562 | 15.6438 | 21.4187 | 16.0813 | 20.9812 | 16.5188 | 20.5437 | 16.9563 | 20.1062 | 17.3938 | 19.6687 | 17.8313 | 19.2312 | 18.2688 | 18.7937 | 18.7063
23 | 26 | 27 | 1.3 | 27.5 | 10 | 26.6687 | 10.8313 | 26.2312 | 11.2688 | 25.7937 | 11.7063 | 25.3562 | 12.1438 | 24.9187 | 12.5813 | 24.4812 | 13.0188 | 24.0437 | 13.4563 | 23.6062 | 13.8938 | 23.1687 | 14.3313 | 22.7312 | 14.7688 | 22.2937 | 15.2063 | 21.8562 | 15.6438 | 21.4187 | 16.0813 | 20.9812 | 16.5188 | 20.5437 | 16.9563 | 20.1062 | 17.3938 | 19.6687 | 17.8313 | 19.2312 | 18.2688 | 18.7937 | 18.7063
24 | 28 | 29 | 6.56 | 30 | 15 | 29.2875 | 15.7125 | 28.9125 | 16.0875 | 28.5375 | 16.4625 | 28.1625 | 16.8375 | 27.7875 | 17.2125 | 27.4125 | 17.5875 | 27.0375 | 17.9625 | 26.6625 | 18.3375 | 26.2875 | 18.7125 | 25.9125 | 19.0875 | 25.5375 | 19.4625 | 25.1625 | 19.8375 | 24.7875 | 20.2125 | 24.4125 | 20.5875 | 24.0375 | 20.9625 | 23.6625 | 21.3375 | 23.2875 | 21.7125 | 22.9125 | 22.0875 | 22.5375 | 22.4625
25 | 29 | 30 | 5.4 | 30 | 15 | 29.2875 | 15.7125 | 28.9125 | 16.0875 | 28.5375 | 16.4625 | 28.1625 | 16.8375 | 27.7875 | 17.2125 | 27.4125 | 17.5875 | 27.0375 | 17.9625 | 26.6625 | 18.3375 | 26.2875 | 18.7125 | 25.9125 | 19.0875 | 25.5375 | 19.4625 | 25.1625 | 19.8375 | 24.7875 | 20.2125 | 24.4125 | 20.5875 | 24.0375 | 20.9625 | 23.6625 | 21.3375 | 23.2875 | 21.7125 | 22.9125 | 22.0875 | 22.5375 | 22.4625
26 | 30 | 31 | 5.4 | 25 | 10 | 24.2875 | 10.7125 | 23.9125 | 11.0875 | 23.5375 | 11.4625 | 23.1625 | 11.8375 | 22.7875 | 12.2125 | 22.4125 | 12.5875 | 22.0375 | 12.9625 | 21.6625 | 13.3375 | 21.2875 | 13.7125 | 20.9125 | 14.0875 | 20.5375 | 14.4625 | 20.1625 | 14.8375 | 19.7875 | 15.2125 | 19.4125 | 15.5875 | 19.0375 | 15.9625 | 18.6625 | 16.3375 | 18.2875 | 16.7125 | 17.9125 | 17.0875 | 17.5375 | 17.4625
27 | 31 | 32 | 2.12 | 20 | 10 | 19.525 | 10.475 | 19.275 | 10.725 | 19.025 | 10.975 | 18.775 | 11.225 | 18.525 | 11.475 | 18.275 | 11.725 | 18.025 | 11.975 | 17.775 | 12.225 | 17.525 | 12.475 | 17.275 | 12.725 | 17.025 | 12.975 | 16.775 | 13.225 | 16.525 | 13.475 | 16.275 | 13.725 | 16.025 | 13.975 | 15.775 | 14.225 | 15.525 | 14.475 | 15.275 | 14.725 | 15.025 | 14.975
28 | 32 | 33 | 2.77 | 20 | 10 | 19.525 | 10.475 | 19.275 | 10.725 | 19.025 | 10.975 | 18.775 | 11.225 | 18.525 | 11.475 | 18.275 | 11.725 | 18.025 | 11.975 | 17.775 | 12.225 | 17.525 | 12.475 | 17.275 | 12.725 | 17.025 | 12.975 | 16.775 | 13.225 | 16.525 | 13.475 | 16.275 | 13.725 | 16.025 | 13.975 | 15.775 | 14.225 | 15.525 | 14.475 | 15.275 | 14.725 | 15.025 | 14.975
29 | 33 | 34 | 5.4 | 20 | 10 | 19.525 | 10.475 | 19.275 | 10.725 | 19.025 | 10.975 | 18.775 | 11.225 | 18.525 | 11.475 | 18.275 | 11.725 | 18.025 | 11.975 | 17.775 | 12.225 | 17.525 | 12.475 | 17.275 | 12.725 | 17.025 | 12.975 | 16.775 | 13.225 | 16.525 | 13.475 | 16.275 | 13.725 | 16.025 | 13.975 | 15.775 | 14.225 | 15.525 | 14.475 | 15.275 | 14.725 | 15.025 | 14.975
30 | 34 | 35 | 2.7 | 20 | 10 | 19.525 | 10.475 | 19.275 | 10.725 | 19.025 | 10.975 | 18.775 | 11.225 | 18.525 | 11.475 | 18.275 | 11.725 | 18.025 | 11.975 | 17.775 | 12.225 | 17.525 | 12.475 | 17.275 | 12.725 | 17.025 | 12.975 | 16.775 | 13.225 | 16.525 | 13.475 | 16.275 | 13.725 | 16.025 | 13.975 | 15.775 | 14.225 | 15.525 | 14.475 | 15.275 | 14.725 | 15.025 | 14.975
31 | 35 | 36 | 1.88 | 20 | 10 | 19.525 | 10.475 | 19.275 | 10.725 | 19.025 | 10.975 | 18.775 | 11.225 | 18.525 | 11.475 | 18.275 | 11.725 | 18.025 | 11.975 | 17.775 | 12.225 | 17.525 | 12.475 | 17.275 | 12.725 | 17.025 | 12.975 | 16.775 | 13.225 | 16.525 | 13.475 | 16.275 | 13.725 | 16.025 | 13.975 | 15.775 | 14.225 | 15.525 | 14.475 | 15.275 | 14.725 | 15.025 | 14.975
32 | 31 | 37 | 1.86 | 20 | 10 | 19.525 | 10.475 | 19.275 | 10.725 | 19.025 | 10.975 | 18.775 | 11.225 | 18.525 | 11.475 | 18.275 | 11.725 | 18.025 | 11.975 | 17.775 | 12.225 | 17.525 | 12.475 | 17.275 | 12.725 | 17.025 | 12.975 | 16.775 | 13.225 | 16.525 | 13.475 | 16.275 | 13.725 | 16.025 | 13.975 | 15.775 | 14.225 | 15.525 | 14.475 | 15.275 | 14.725 | 15.025 | 14.975
33 | 38 | 39 | 1.68 | 20 | 10 | 19.525 | 10.475 | 19.275 | 10.725 | 19.025 | 10.975 | 18.775 | 11.225 | 18.525 | 11.475 | 18.275 | 11.725 | 18.025 | 11.975 | 17.775 | 12.225 | 17.525 | 12.475 | 17.275 | 12.725 | 17.025 | 12.975 | 16.775 | 13.225 | 16.525 | 13.475 | 16.275 | 13.725 | 16.025 | 13.975 | 15.775 | 14.225 | 15.525 | 14.475 | 15.275 | 14.725 | 15.025 | 14.975
34 | 39 | 40 | 1.56 | 20 | 10 | 19.525 | 10.475 | 19.275 | 10.725 | 19.025 | 10.975 | 18.775 | 11.225 | 18.525 | 11.475 | 18.275 | 11.725 | 18.025 | 11.975 | 17.775 | 12.225 | 17.525 | 12.475 | 17.275 | 12.725 | 17.025 | 12.975 | 16.775 | 13.225 | 16.525 | 13.475 | 16.275 | 13.725 | 16.025 | 13.975 | 15.775 | 14.225 | 15.525 | 14.475 | 15.275 | 14.725 | 15.025 | 14.975
35 | 7 | 21 | 6.56 | 27.5 | 15 | 26.9062 | 15.5938 | 26.5938 | 15.9062 | 26.2812 | 16.2188 | 25.9688 | 16.5312 | 25.6562 | 16.8438 | 25.3438 | 17.1562 | 25.0312 | 17.4688 | 24.7188 | 17.7812 | 24.4062 | 18.0938 | 24.0938 | 18.4062 | 23.7812 | 18.7188 | 23.4688 | 19.0312 | 23.1562 | 19.3438 | 22.8438 | 19.6562 | 22.5312 | 19.9688 | 22.2188 | 20.2812 | 21.9062 | 20.5938 | 21.5938 | 20.9062 | 21.2812 | 21.2188
Fixed pressure points for Eq.(44)
Gas pipe No. | From node_M | To node_N | Weymouth constant of pipe (kcf/(psia∙h)) | Point1 |  | Point2 |  | Point3 |  | Point4 |  | Point5 |  | Point6 |  | Point7 |  | Point8 |  | Point9 |  | Point10 |  | Point11 |  | Point12 |  | Point13 |  | Point14 |  | Point15 |  | Point16 |  | Point17 |  | Point18 |  | Point19 |  | Point20
|  |  |  | Pressure_M*(psia) | Pressure_N*(psia) | Pressure_M*(psia) | Pressure_N*(psia) | Pressure_M*(psia) | Pressure_N*(psia) | Pressure_M*(psia) | Pressure_N*(psia) | Pressure_M*(psia) | Pressure_N*(psia) | Pressure_M*(psia) | Pressure_N*(psia) | Pressure_M*(psia) | Pressure_N*(psia) | Pressure_M*(psia) | Pressure_N*(psia) | Pressure_M*(psia) | Pressure_N*(psia) | Pressure_M*(psia) | Pressure_N*(psia) | Pressure_M*(psia) | Pressure_N*(psia) | Pressure_M*(psia) | Pressure_N*(psia) | Pressure_M*(psia) | Pressure_N*(psia) | Pressure_M*(psia) | Pressure_N*(psia) | Pressure_M*(psia) | Pressure_N*(psia) | Pressure_M*(psia) | Pressure_N*(psia) | Pressure_M*(psia) | Pressure_N*(psia) | Pressure_M*(psia) | Pressure_N*(psia) | Pressure_M*(psia) | Pressure_N*(psia) | Pressure_M*(psia) | Pressure_N*(psia)
1 | 1 | 2 | 5.74 | 15 | 30 | 15.7125 | 29.2875 | 16.0875 | 28.9125 | 16.4625 | 28.5375 | 16.8375 | 28.1625 | 17.2125 | 27.7875 | 17.5875 | 27.4125 | 17.9625 | 27.0375 | 18.3375 | 26.6625 | 18.7125 | 26.2875 | 19.0875 | 25.9125 | 19.4625 | 25.5375 | 19.8375 | 25.1625 | 20.2125 | 24.7875 | 20.5875 | 24.4125 | 20.9625 | 24.0375 | 21.3375 | 23.6625 | 21.7125 | 23.2875 | 22.0875 | 22.9125 | 22.4625 | 22.5375
2 | 2 | 3 | 3.83 | 15 | 30 | 15.7125 | 29.2875 | 16.0875 | 28.9125 | 16.4625 | 28.5375 | 16.8375 | 28.1625 | 17.2125 | 27.7875 | 17.5875 | 27.4125 | 17.9625 | 27.0375 | 18.3375 | 26.6625 | 18.7125 | 26.2875 | 19.0875 | 25.9125 | 19.4625 | 25.5375 | 19.8375 | 25.1625 | 20.2125 | 24.7875 | 20.5875 | 24.4125 | 20.9625 | 24.0375 | 21.3375 | 23.6625 | 21.7125 | 23.2875 | 22.0875 | 22.9125 | 22.4625 | 22.5375
3 | 3 | 4 | 1.81 | 10 | 30 | 10.95 | 29.05 | 11.45 | 28.55 | 11.95 | 28.05 | 12.45 | 27.55 | 12.95 | 27.05 | 13.45 | 26.55 | 13.95 | 26.05 | 14.45 | 25.55 | 14.95 | 25.05 | 15.45 | 24.55 | 15.95 | 24.05 | 16.45 | 23.55 | 16.95 | 23.05 | 17.45 | 22.55 | 17.95 | 22.05 | 18.45 | 21.55 | 18.95 | 21.05 | 19.45 | 20.55 | 19.95 | 20.05
4 | 4 | 5 | 1.09 | 10 | 27.5 | 10.8313 | 26.6687 | 11.2688 | 26.2312 | 11.7063 | 25.7937 | 12.1438 | 25.3562 | 12.5813 | 24.9187 | 13.0188 | 24.4812 | 13.4563 | 24.0437 | 13.8938 | 23.6062 | 14.3313 | 23.1687 | 14.7688 | 22.7312 | 15.2063 | 22.2937 | 15.6438 | 21.8562 | 16.0813 | 21.4187 | 16.5188 | 20.9812 | 16.9563 | 20.5437 | 17.3938 | 20.1062 | 17.8313 | 19.6687 | 18.2688 | 19.2312 | 18.7063 | 18.7937
5 | 5 | 6 | 1.78 | 10 | 27.5 | 10.8313 | 26.6687 | 11.2688 | 26.2312 | 11.7063 | 25.7937 | 12.1438 | 25.3562 | 12.5813 | 24.9187 | 13.0188 | 24.4812 | 13.4563 | 24.0437 | 13.8938 | 23.6062 | 14.3313 | 23.1687 | 14.7688 | 22.7312 | 15.2063 | 22.2937 | 15.6438 | 21.8562 | 16.0813 | 21.4187 | 16.5188 | 20.9812 | 16.9563 | 20.5437 | 17.3938 | 20.1062 | 17.8313 | 19.6687 | 18.2688 | 19.2312 | 18.7063 | 18.7937
6 | 6 | 7 | 1.3 | 10 | 27.5 | 10.8313 | 26.6687 | 11.2688 | 26.2312 | 11.7063 | 25.7937 | 12.1438 | 25.3562 | 12.5813 | 24.9187 | 13.0188 | 24.4812 | 13.4563 | 24.0437 | 13.8938 | 23.6062 | 14.3313 | 23.1687 | 14.7688 | 22.7312 | 15.2063 | 22.2937 | 15.6438 | 21.8562 | 16.0813 | 21.4187 | 16.5188 | 20.9812 | 16.9563 | 20.5437 | 17.3938 | 20.1062 | 17.8313 | 19.6687 | 18.2688 | 19.2312 | 18.7063 | 18.7937
7 | 8 | 9 | 6.56 | 15 | 30 | 15.7125 | 29.2875 | 16.0875 | 28.9125 | 16.4625 | 28.5375 | 16.8375 | 28.1625 | 17.2125 | 27.7875 | 17.5875 | 27.4125 | 17.9625 | 27.0375 | 18.3375 | 26.6625 | 18.7125 | 26.2875 | 19.0875 | 25.9125 | 19.4625 | 25.5375 | 19.8375 | 25.1625 | 20.2125 | 24.7875 | 20.5875 | 24.4125 | 20.9625 | 24.0375 | 21.3375 | 23.6625 | 21.7125 | 23.2875 | 22.0875 | 22.9125 | 22.4625 | 22.5375
8 | 9 | 10 | 5.4 | 15 | 25 | 15.475 | 24.525 | 15.725 | 24.275 | 15.975 | 24.025 | 16.225 | 23.775 | 16.475 | 23.525 | 16.725 | 23.275 | 16.975 | 23.025 | 17.225 | 22.775 | 17.475 | 22.525 | 17.725 | 22.275 | 17.975 | 22.025 | 18.225 | 21.775 | 18.475 | 21.525 | 18.725 | 21.275 | 18.975 | 21.025 | 19.225 | 20.775 | 19.475 | 20.525 | 19.725 | 20.275 | 19.975 | 20.025
9 | 10 | 11 | 5.4 | 15 | 20 | 15.2375 | 19.7625 | 15.3625 | 19.6375 | 15.4875 | 19.5125 | 15.6125 | 19.3875 | 15.7375 | 19.2625 | 15.8625 | 19.1375 | 15.9875 | 19.0125 | 16.1125 | 18.8875 | 16.2375 | 18.7625 | 16.3625 | 18.6375 | 16.4875 | 18.5125 | 16.6125 | 18.3875 | 16.7375 | 18.2625 | 16.8625 | 18.1375 | 16.9875 | 18.0125 | 17.1125 | 17.8875 | 17.2375 | 17.7625 | 17.3625 | 17.6375 | 17.4875 | 17.5125
10 | 11 | 12 | 2.12 | 10 | 20 | 10.475 | 19.525 | 10.725 | 19.275 | 10.975 | 19.025 | 11.225 | 18.775 | 11.475 | 18.525 | 11.725 | 18.275 | 11.975 | 18.025 | 12.225 | 17.775 | 12.475 | 17.525 | 12.725 | 17.275 | 12.975 | 17.025 | 13.225 | 16.775 | 13.475 | 16.525 | 13.725 | 16.275 | 13.975 | 16.025 | 14.225 | 15.775 | 14.475 | 15.525 | 14.725 | 15.275 | 14.975 | 15.025
11 | 12 | 13 | 2.77 | 10 | 20 | 10.475 | 19.525 | 10.725 | 19.275 | 10.975 | 19.025 | 11.225 | 18.775 | 11.475 | 18.525 | 11.725 | 18.275 | 11.975 | 18.025 | 12.225 | 17.775 | 12.475 | 17.525 | 12.725 | 17.275 | 12.975 | 17.025 | 13.225 | 16.775 | 13.475 | 16.525 | 13.725 | 16.275 | 13.975 | 16.025 | 14.225 | 15.775 | 14.475 | 15.525 | 14.725 | 15.275 | 14.975 | 15.025
12 | 13 | 14 | 5.4 | 10 | 20 | 10.475 | 19.525 | 10.725 | 19.275 | 10.975 | 19.025 | 11.225 | 18.775 | 11.475 | 18.525 | 11.725 | 18.275 | 11.975 | 18.025 | 12.225 | 17.775 | 12.475 | 17.525 | 12.725 | 17.275 | 12.975 | 17.025 | 13.225 | 16.775 | 13.475 | 16.525 | 13.725 | 16.275 | 13.975 | 16.025 | 14.225 | 15.775 | 14.475 | 15.525 | 14.725 | 15.275 | 14.975 | 15.025
13 | 14 | 15 | 2.7 | 10 | 20 | 10.475 | 19.525 | 10.725 | 19.275 | 10.975 | 19.025 | 11.225 | 18.775 | 11.475 | 18.525 | 11.725 | 18.275 | 11.975 | 18.025 | 12.225 | 17.775 | 12.475 | 17.525 | 12.725 | 17.275 | 12.975 | 17.025 | 13.225 | 16.775 | 13.475 | 16.525 | 13.725 | 16.275 | 13.975 | 16.025 | 14.225 | 15.775 | 14.475 | 15.525 | 14.725 | 15.275 | 14.975 | 15.025
14 | 15 | 16 | 1.88 | 10 | 20 | 10.475 | 19.525 | 10.725 | 19.275 | 10.975 | 19.025 | 11.225 | 18.775 | 11.475 | 18.525 | 11.725 | 18.275 | 11.975 | 18.025 | 12.225 | 17.775 | 12.475 | 17.525 | 12.725 | 17.275 | 12.975 | 17.025 | 13.225 | 16.775 | 13.475 | 16.525 | 13.725 | 16.275 | 13.975 | 16.025 | 14.225 | 15.775 | 14.475 | 15.525 | 14.725 | 15.275 | 14.975 | 15.025
15 | 11 | 17 | 1.86 | 10 | 20 | 10.475 | 19.525 | 10.725 | 19.275 | 10.975 | 19.025 | 11.225 | 18.775 | 11.475 | 18.525 | 11.725 | 18.275 | 11.975 | 18.025 | 12.225 | 17.775 | 12.475 | 17.525 | 12.725 | 17.275 | 12.975 | 17.025 | 13.225 | 16.775 | 13.475 | 16.525 | 13.725 | 16.275 | 13.975 | 16.025 | 14.225 | 15.775 | 14.475 | 15.525 | 14.725 | 15.275 | 14.975 | 15.025
16 | 18 | 19 | 1.68 | 10 | 20 | 10.475 | 19.525 | 10.725 | 19.275 | 10.975 | 19.025 | 11.225 | 18.775 | 11.475 | 18.525 | 11.725 | 18.275 | 11.975 | 18.025 | 12.225 | 17.775 | 12.475 | 17.525 | 12.725 | 17.275 | 12.975 | 17.025 | 13.225 | 16.775 | 13.475 | 16.525 | 13.725 | 16.275 | 13.975 | 16.025 | 14.225 | 15.775 | 14.475 | 15.525 | 14.725 | 15.275 | 14.975 | 15.025
17 | 19 | 20 | 1.56 | 10 | 20 | 10.475 | 19.525 | 10.725 | 19.275 | 10.975 | 19.025 | 11.225 | 18.775 | 11.475 | 18.525 | 11.725 | 18.275 | 11.975 | 18.025 | 12.225 | 17.775 | 12.475 | 17.525 | 12.725 | 17.275 | 12.975 | 17.025 | 13.225 | 16.775 | 13.475 | 16.525 | 13.725 | 16.275 | 13.975 | 16.025 | 14.225 | 15.775 | 14.475 | 15.525 | 14.725 | 15.275 | 14.975 | 15.025
18 | 21 | 22 | 5.74 | 15 | 30 | 15.7125 | 29.2875 | 16.0875 | 28.9125 | 16.4625 | 28.5375 | 16.8375 | 28.1625 | 17.2125 | 27.7875 | 17.5875 | 27.4125 | 17.9625 | 27.0375 | 18.3375 | 26.6625 | 18.7125 | 26.2875 | 19.0875 | 25.9125 | 19.4625 | 25.5375 | 19.8375 | 25.1625 | 20.2125 | 24.7875 | 20.5875 | 24.4125 | 20.9625 | 24.0375 | 21.3375 | 23.6625 | 21.7125 | 23.2875 | 22.0875 | 22.9125 | 22.4625 | 22.5375
19 | 22 | 23 | 3.83 | 15 | 30 | 15.7125 | 29.2875 | 16.0875 | 28.9125 | 16.4625 | 28.5375 | 16.8375 | 28.1625 | 17.2125 | 27.7875 | 17.5875 | 27.4125 | 17.9625 | 27.0375 | 18.3375 | 26.6625 | 18.7125 | 26.2875 | 19.0875 | 25.9125 | 19.4625 | 25.5375 | 19.8375 | 25.1625 | 20.2125 | 24.7875 | 20.5875 | 24.4125 | 20.9625 | 24.0375 | 21.3375 | 23.6625 | 21.7125 | 23.2875 | 22.0875 | 22.9125 | 22.4625 | 22.5375
20 | 23 | 24 | 1.81 | 10 | 30 | 10.95 | 29.05 | 11.45 | 28.55 | 11.95 | 28.05 | 12.45 | 27.55 | 12.95 | 27.05 | 13.45 | 26.55 | 13.95 | 26.05 | 14.45 | 25.55 | 14.95 | 25.05 | 15.45 | 24.55 | 15.95 | 24.05 | 16.45 | 23.55 | 16.95 | 23.05 | 17.45 | 22.55 | 17.95 | 22.05 | 18.45 | 21.55 | 18.95 | 21.05 | 19.45 | 20.55 | 19.95 | 20.05
21 | 24 | 25 | 1.09 | 10 | 27.5 | 10.8313 | 26.6687 | 11.2688 | 26.2312 | 11.7063 | 25.7937 | 12.1438 | 25.3562 | 12.5813 | 24.9187 | 13.0188 | 24.4812 | 13.4563 | 24.0437 | 13.8938 | 23.6062 | 14.3313 | 23.1687 | 14.7688 | 22.7312 | 15.2063 | 22.2937 | 15.6438 | 21.8562 | 16.0813 | 21.4187 | 16.5188 | 20.9812 | 16.9563 | 20.5437 | 17.3938 | 20.1062 | 17.8313 | 19.6687 | 18.2688 | 19.2312 | 18.7063 | 18.7937
22 | 25 | 26 | 1.78 | 10 | 27.5 | 10.8313 | 26.6687 | 11.2688 | 26.2312 | 11.7063 | 25.7937 | 12.1438 | 25.3562 | 12.5813 | 24.9187 | 13.0188 | 24.4812 | 13.4563 | 24.0437 | 13.8938 | 23.6062 | 14.3313 | 23.1687 | 14.7688 | 22.7312 | 15.2063 | 22.2937 | 15.6438 | 21.8562 | 16.0813 | 21.4187 | 16.5188 | 20.9812 | 16.9563 | 20.5437 | 17.3938 | 20.1062 | 17.8313 | 19.6687 | 18.2688 | 19.2312 | 18.7063 | 18.7937
23 | 26 | 27 | 1.3 | 10 | 27.5 | 10.8313 | 26.6687 | 11.2688 | 26.2312 | 11.7063 | 25.7937 | 12.1438 | 25.3562 | 12.5813 | 24.9187 | 13.0188 | 24.4812 | 13.4563 | 24.0437 | 13.8938 | 23.6062 | 14.3313 | 23.1687 | 14.7688 | 22.7312 | 15.2063 | 22.2937 | 15.6438 | 21.8562 | 16.0813 | 21.4187 | 16.5188 | 20.9812 | 16.9563 | 20.5437 | 17.3938 | 20.1062 | 17.8313 | 19.6687 | 18.2688 | 19.2312 | 18.7063 | 18.7937
24 | 28 | 29 | 6.56 | 15 | 30 | 15.7125 | 29.2875 | 16.0875 | 28.9125 | 16.4625 | 28.5375 | 16.8375 | 28.1625 | 17.2125 | 27.7875 | 17.5875 | 27.4125 | 17.9625 | 27.0375 | 18.3375 | 26.6625 | 18.7125 | 26.2875 | 19.0875 | 25.9125 | 19.4625 | 25.5375 | 19.8375 | 25.1625 | 20.2125 | 24.7875 | 20.5875 | 24.4125 | 20.9625 | 24.0375 | 21.3375 | 23.6625 | 21.7125 | 23.2875 | 22.0875 | 22.9125 | 22.4625 | 22.5375
25 | 29 | 30 | 5.4 | 15 | 25 | 15.475 | 24.525 | 15.725 | 24.275 | 15.975 | 24.025 | 16.225 | 23.775 | 16.475 | 23.525 | 16.725 | 23.275 | 16.975 | 23.025 | 17.225 | 22.775 | 17.475 | 22.525 | 17.725 | 22.275 | 17.975 | 22.025 | 18.225 | 21.775 | 18.475 | 21.525 | 18.725 | 21.275 | 18.975 | 21.025 | 19.225 | 20.775 | 19.475 | 20.525 | 19.725 | 20.275 | 19.975 | 20.025
26 | 30 | 31 | 5.4 | 15 | 20 | 15.2375 | 19.7625 | 15.3625 | 19.6375 | 15.4875 | 19.5125 | 15.6125 | 19.3875 | 15.7375 | 19.2625 | 15.8625 | 19.1375 | 15.9875 | 19.0125 | 16.1125 | 18.8875 | 16.2375 | 18.7625 | 16.3625 | 18.6375 | 16.4875 | 18.5125 | 16.6125 | 18.3875 | 16.7375 | 18.2625 | 16.8625 | 18.1375 | 16.9875 | 18.0125 | 17.1125 | 17.8875 | 17.2375 | 17.7625 | 17.3625 | 17.6375 | 17.4875 | 17.5125
27 | 31 | 32 | 2.12 | 10 | 20 | 10.475 | 19.525 | 10.725 | 19.275 | 10.975 | 19.025 | 11.225 | 18.775 | 11.475 | 18.525 | 11.725 | 18.275 | 11.975 | 18.025 | 12.225 | 17.775 | 12.475 | 17.525 | 12.725 | 17.275 | 12.975 | 17.025 | 13.225 | 16.775 | 13.475 | 16.525 | 13.725 | 16.275 | 13.975 | 16.025 | 14.225 | 15.775 | 14.475 | 15.525 | 14.725 | 15.275 | 14.975 | 15.025
28 | 32 | 33 | 2.77 | 10 | 20 | 10.475 | 19.525 | 10.725 | 19.275 | 10.975 | 19.025 | 11.225 | 18.775 | 11.475 | 18.525 | 11.725 | 18.275 | 11.975 | 18.025 | 12.225 | 17.775 | 12.475 | 17.525 | 12.725 | 17.275 | 12.975 | 17.025 | 13.225 | 16.775 | 13.475 | 16.525 | 13.725 | 16.275 | 13.975 | 16.025 | 14.225 | 15.775 | 14.475 | 15.525 | 14.725 | 15.275 | 14.975 | 15.025
29 | 33 | 34 | 5.4 | 10 | 20 | 10.475 | 19.525 | 10.725 | 19.275 | 10.975 | 19.025 | 11.225 | 18.775 | 11.475 | 18.525 | 11.725 | 18.275 | 11.975 | 18.025 | 12.225 | 17.775 | 12.475 | 17.525 | 12.725 | 17.275 | 12.975 | 17.025 | 13.225 | 16.775 | 13.475 | 16.525 | 13.725 | 16.275 | 13.975 | 16.025 | 14.225 | 15.775 | 14.475 | 15.525 | 14.725 | 15.275 | 14.975 | 15.025
30 | 34 | 35 | 2.7 | 10 | 20 | 10.475 | 19.525 | 10.725 | 19.275 | 10.975 | 19.025 | 11.225 | 18.775 | 11.475 | 18.525 | 11.725 | 18.275 | 11.975 | 18.025 | 12.225 | 17.775 | 12.475 | 17.525 | 12.725 | 17.275 | 12.975 | 17.025 | 13.225 | 16.775 | 13.475 | 16.525 | 13.725 | 16.275 | 13.975 | 16.025 | 14.225 | 15.775 | 14.475 | 15.525 | 14.725 | 15.275 | 14.975 | 15.025
31 | 35 | 36 | 1.88 | 10 | 20 | 10.475 | 19.525 | 10.725 | 19.275 | 10.975 | 19.025 | 11.225 | 18.775 | 11.475 | 18.525 | 11.725 | 18.275 | 11.975 | 18.025 | 12.225 | 17.775 | 12.475 | 17.525 | 12.725 | 17.275 | 12.975 | 17.025 | 13.225 | 16.775 | 13.475 | 16.525 | 13.725 | 16.275 | 13.975 | 16.025 | 14.225 | 15.775 | 14.475 | 15.525 | 14.725 | 15.275 | 14.975 | 15.025
32 | 31 | 37 | 1.86 | 10 | 20 | 10.475 | 19.525 | 10.725 | 19.275 | 10.975 | 19.025 | 11.225 | 18.775 | 11.475 | 18.525 | 11.725 | 18.275 | 11.975 | 18.025 | 12.225 | 17.775 | 12.475 | 17.525 | 12.725 | 17.275 | 12.975 | 17.025 | 13.225 | 16.775 | 13.475 | 16.525 | 13.725 | 16.275 | 13.975 | 16.025 | 14.225 | 15.775 | 14.475 | 15.525 | 14.725 | 15.275 | 14.975 | 15.025
33 | 38 | 39 | 1.68 | 10 | 20 | 10.475 | 19.525 | 10.725 | 19.275 | 10.975 | 19.025 | 11.225 | 18.775 | 11.475 | 18.525 | 11.725 | 18.275 | 11.975 | 18.025 | 12.225 | 17.775 | 12.475 | 17.525 | 12.725 | 17.275 | 12.975 | 17.025 | 13.225 | 16.775 | 13.475 | 16.525 | 13.725 | 16.275 | 13.975 | 16.025 | 14.225 | 15.775 | 14.475 | 15.525 | 14.725 | 15.275 | 14.975 | 15.025
34 | 39 | 40 | 1.56 | 10 | 20 | 10.475 | 19.525 | 10.725 | 19.275 | 10.975 | 19.025 | 11.225 | 18.775 | 11.475 | 18.525 | 11.725 | 18.275 | 11.975 | 18.025 | 12.225 | 17.775 | 12.475 | 17.525 | 12.725 | 17.275 | 12.975 | 17.025 | 13.225 | 16.775 | 13.475 | 16.525 | 13.725 | 16.275 | 13.975 | 16.025 | 14.225 | 15.775 | 14.475 | 15.525 | 14.725 | 15.275 | 14.975 | 15.025
35 | 7 | 21 | 6.56 | 10 | 30 | 10.95 | 29.05 | 11.45 | 28.55 | 11.95 | 28.05 | 12.45 | 27.55 | 12.95 | 27.05 | 13.45 | 26.55 | 13.95 | 26.05 | 14.45 | 25.55 | 14.95 | 25.05 | 15.45 | 24.55 | 15.95 | 24.05 | 16.45 | 23.55 | 16.95 | 23.05 | 17.45 | 22.55 | 17.95 | 22.05 | 18.45 | 21.55 | 18.95 | 21.05 | 19.45 | 20.55 | 19.95 | 20.05

## Fixed pressure points_Heat
Fixed pressure points of Eq.(63) for supply pipeline
Heat pipe No. | From node_A | To node_B | Resistance coefficient of pipe (psia/(kg/s)2) | Point1 |  | Point2 |  | Point3 |  | Point4 |  | Point5 |  | Point6 |  | Point7 |  | Point8 |  | Point9 |  | Point10
|  |  |  | Pressure_A(psia) | Pressure_B(psia) | Pressure_A(psia) | Pressure_B(psia) | Pressure_A(psia) | Pressure_B(psia) | Pressure_A(psia) | Pressure_B(psia) | Pressure_A(psia) | Pressure_B(psia) | Pressure_A(psia) | Pressure_B(psia) | Pressure_A(psia) | Pressure_B(psia) | Pressure_A(psia) | Pressure_B(psia) | Pressure_A(psia) | Pressure_B(psia) | Pressure_A(psia) | Pressure_B(psia)
1 | 1 | 2 | 0.0076 | 35 | 25 | 34.5 | 25.5 | 34 | 26 | 33.5 | 26.5 | 33 | 27 | 32.5 | 27.5 | 32 | 28 | 31.5 | 28.5 | 31 | 29 | 30.5 | 29.5
2 | 2 | 3 | 0.8574 | 35 | 25 | 34.5 | 25.5 | 34 | 26 | 33.5 | 26.5 | 33 | 27 | 32.5 | 27.5 | 32 | 28 | 31.5 | 28.5 | 31 | 29 | 30.5 | 29.5
3 | 2 | 4 | 0.4484 | 35 | 25 | 34.5 | 25.5 | 34 | 26 | 33.5 | 26.5 | 33 | 27 | 32.5 | 27.5 | 32 | 28 | 31.5 | 28.5 | 31 | 29 | 30.5 | 29.5
4 | 2 | 5 | 0.0054 | 35 | 25 | 34.5 | 25.5 | 34 | 26 | 33.5 | 26.5 | 33 | 27 | 32.5 | 27.5 | 32 | 28 | 31.5 | 28.5 | 31 | 29 | 30.5 | 29.5
5 | 5 | 6 | 7.2807 | 35 | 25 | 34.5 | 25.5 | 34 | 26 | 33.5 | 26.5 | 33 | 27 | 32.5 | 27.5 | 32 | 28 | 31.5 | 28.5 | 31 | 29 | 30.5 | 29.5
6 | 5 | 7 | 0.1594 | 35 | 25 | 34.5 | 25.5 | 34 | 26 | 33.5 | 26.5 | 33 | 27 | 32.5 | 27.5 | 32 | 28 | 31.5 | 28.5 | 31 | 29 | 30.5 | 29.5
7 | 7 | 8 | 1.5591 | 35 | 25 | 34.5 | 25.5 | 34 | 26 | 33.5 | 26.5 | 33 | 27 | 32.5 | 27.5 | 32 | 28 | 31.5 | 28.5 | 31 | 29 | 30.5 | 29.5
8 | 7 | 9 | 0.9039 | 35 | 25 | 34.5 | 25.5 | 34 | 26 | 33.5 | 26.5 | 33 | 27 | 32.5 | 27.5 | 32 | 28 | 31.5 | 28.5 | 31 | 29 | 30.5 | 29.5
9 | 7 | 10 | 2.1782 | 35 | 25 | 34.5 | 25.5 | 34 | 26 | 33.5 | 26.5 | 33 | 27 | 32.5 | 27.5 | 32 | 28 | 31.5 | 28.5 | 31 | 29 | 30.5 | 29.5
10 | 5 | 11 | 0.0145 | 35 | 25 | 34.5 | 25.5 | 34 | 26 | 33.5 | 26.5 | 33 | 27 | 32.5 | 27.5 | 32 | 28 | 31.5 | 28.5 | 31 | 29 | 30.5 | 29.5
11 | 11 | 12 | 1.1353 | 35 | 25 | 34.5 | 25.5 | 34 | 26 | 33.5 | 26.5 | 33 | 27 | 32.5 | 27.5 | 32 | 28 | 31.5 | 28.5 | 31 | 29 | 30.5 | 29.5
12 | 11 | 13 | 0.0168 | 35 | 25 | 34.5 | 25.5 | 34 | 26 | 33.5 | 26.5 | 33 | 27 | 32.5 | 27.5 | 32 | 28 | 31.5 | 28.5 | 31 | 29 | 30.5 | 29.5
13 | 13 | 14 | 0.0374 | 35 | 25 | 34.5 | 25.5 | 34 | 26 | 33.5 | 26.5 | 33 | 27 | 32.5 | 27.5 | 32 | 28 | 31.5 | 28.5 | 31 | 29 | 30.5 | 29.5
14 | 14 | 15 | 0.1204 | 35 | 25 | 34.5 | 25.5 | 34 | 26 | 33.5 | 26.5 | 33 | 27 | 32.5 | 27.5 | 32 | 28 | 31.5 | 28.5 | 31 | 29 | 30.5 | 29.5
15 | 15 | 16 | 3.1345 | 35 | 25 | 34.5 | 25.5 | 34 | 26 | 33.5 | 26.5 | 33 | 27 | 32.5 | 27.5 | 32 | 28 | 31.5 | 28.5 | 31 | 29 | 30.5 | 29.5
16 | 15 | 17 | 3.6605 | 35 | 25 | 34.5 | 25.5 | 34 | 26 | 33.5 | 26.5 | 33 | 27 | 32.5 | 27.5 | 32 | 28 | 31.5 | 28.5 | 31 | 29 | 30.5 | 29.5
17 | 14 | 18 | 3.6605 | 35 | 25 | 34.5 | 25.5 | 34 | 26 | 33.5 | 26.5 | 33 | 27 | 32.5 | 27.5 | 32 | 28 | 31.5 | 28.5 | 31 | 29 | 30.5 | 29.5
18 | 14 | 19 | 0.0123 | 35 | 25 | 34.5 | 25.5 | 34 | 26 | 33.5 | 26.5 | 33 | 27 | 32.5 | 27.5 | 32 | 28 | 31.5 | 28.5 | 31 | 29 | 30.5 | 29.5
19 | 19 | 20 | 3.6605 | 35 | 25 | 34.5 | 25.5 | 34 | 26 | 33.5 | 26.5 | 33 | 27 | 32.5 | 27.5 | 32 | 28 | 31.5 | 28.5 | 31 | 29 | 30.5 | 29.5
20 | 19 | 21 | 3.5987 | 35 | 25 | 34.5 | 25.5 | 34 | 26 | 33.5 | 26.5 | 33 | 27 | 32.5 | 27.5 | 32 | 28 | 31.5 | 28.5 | 31 | 29 | 30.5 | 29.5
21 | 19 | 22 | 0.0324 | 35 | 25 | 34.5 | 25.5 | 34 | 26 | 33.5 | 26.5 | 33 | 27 | 32.5 | 27.5 | 32 | 28 | 31.5 | 28.5 | 31 | 29 | 30.5 | 29.5
22 | 22 | 23 | 4.3233 | 35 | 25 | 34.5 | 25.5 | 34 | 26 | 33.5 | 26.5 | 33 | 27 | 32.5 | 27.5 | 32 | 28 | 31.5 | 28.5 | 31 | 29 | 30.5 | 29.5
23 | 22 | 24 | 3.6014 | 35 | 25 | 34.5 | 25.5 | 34 | 26 | 33.5 | 26.5 | 33 | 27 | 32.5 | 27.5 | 32 | 28 | 31.5 | 28.5 | 31 | 29 | 30.5 | 29.5
24 | 22 | 25 | 0.0249 | 35 | 25 | 34.5 | 25.5 | 34 | 26 | 33.5 | 26.5 | 33 | 27 | 32.5 | 27.5 | 32 | 28 | 31.5 | 28.5 | 31 | 29 | 30.5 | 29.5
25 | 25 | 26 | 3.6497 | 35 | 25 | 34.5 | 25.5 | 34 | 26 | 33.5 | 26.5 | 33 | 27 | 32.5 | 27.5 | 32 | 28 | 31.5 | 28.5 | 31 | 29 | 30.5 | 29.5
26 | 25 | 27 | 3.3089 | 35 | 25 | 34.5 | 25.5 | 34 | 26 | 33.5 | 26.5 | 33 | 27 | 32.5 | 27.5 | 32 | 28 | 31.5 | 28.5 | 31 | 29 | 30.5 | 29.5
27 | 25 | 28 | 0.0479 | 35 | 25 | 34.5 | 25.5 | 34 | 26 | 33.5 | 26.5 | 33 | 27 | 32.5 | 27.5 | 32 | 28 | 31.5 | 28.5 | 31 | 29 | 30.5 | 29.5
28 | 28 | 29 | 2.5548 | 35 | 25 | 34.5 | 25.5 | 34 | 26 | 33.5 | 26.5 | 33 | 27 | 32.5 | 27.5 | 32 | 28 | 31.5 | 28.5 | 31 | 29 | 30.5 | 29.5
29 | 28 | 30 | 2.8205 | 35 | 25 | 34.5 | 25.5 | 34 | 26 | 33.5 | 26.5 | 33 | 27 | 32.5 | 27.5 | 32 | 28 | 31.5 | 28.5 | 31 | 29 | 30.5 | 29.5
30 | 31 | 28 | 0.0021 | 35 | 25 | 34.5 | 25.5 | 34 | 26 | 33.5 | 26.5 | 33 | 27 | 32.5 | 27.5 | 32 | 28 | 31.5 | 28.5 | 31 | 29 | 30.5 | 29.5
31 | 31 | 7 | 0.0077 | 35 | 25 | 34.5 | 25.5 | 34 | 26 | 33.5 | 26.5 | 33 | 27 | 32.5 | 27.5 | 32 | 28 | 31.5 | 28.5 | 31 | 29 | 30.5 | 29.5
32 | 32 | 11 | 0.0059 | 35 | 25 | 34.5 | 25.5 | 34 | 26 | 33.5 | 26.5 | 33 | 27 | 32.5 | 27.5 | 32 | 28 | 31.5 | 28.5 | 31 | 29 | 30.5 | 29.5
33 | 33 | 34 | 0.0076 | 35 | 25 | 34.5 | 25.5 | 34 | 26 | 33.5 | 26.5 | 33 | 27 | 32.5 | 27.5 | 32 | 28 | 31.5 | 28.5 | 31 | 29 | 30.5 | 29.5
34 | 34 | 35 | 0.8574 | 35 | 25 | 34.5 | 25.5 | 34 | 26 | 33.5 | 26.5 | 33 | 27 | 32.5 | 27.5 | 32 | 28 | 31.5 | 28.5 | 31 | 29 | 30.5 | 29.5
35 | 34 | 36 | 0.4484 | 35 | 25 | 34.5 | 25.5 | 34 | 26 | 33.5 | 26.5 | 33 | 27 | 32.5 | 27.5 | 32 | 28 | 31.5 | 28.5 | 31 | 29 | 30.5 | 29.5
36 | 34 | 37 | 0.0054 | 35 | 25 | 34.5 | 25.5 | 34 | 26 | 33.5 | 26.5 | 33 | 27 | 32.5 | 27.5 | 32 | 28 | 31.5 | 28.5 | 31 | 29 | 30.5 | 29.5
37 | 37 | 38 | 7.2807 | 35 | 25 | 34.5 | 25.5 | 34 | 26 | 33.5 | 26.5 | 33 | 27 | 32.5 | 27.5 | 32 | 28 | 31.5 | 28.5 | 31 | 29 | 30.5 | 29.5
38 | 37 | 39 | 0.1594 | 35 | 25 | 34.5 | 25.5 | 34 | 26 | 33.5 | 26.5 | 33 | 27 | 32.5 | 27.5 | 32 | 28 | 31.5 | 28.5 | 31 | 29 | 30.5 | 29.5
39 | 39 | 40 | 1.5591 | 35 | 25 | 34.5 | 25.5 | 34 | 26 | 33.5 | 26.5 | 33 | 27 | 32.5 | 27.5 | 32 | 28 | 31.5 | 28.5 | 31 | 29 | 30.5 | 29.5
40 | 39 | 41 | 0.9039 | 35 | 25 | 34.5 | 25.5 | 34 | 26 | 33.5 | 26.5 | 33 | 27 | 32.5 | 27.5 | 32 | 28 | 31.5 | 28.5 | 31 | 29 | 30.5 | 29.5
41 | 39 | 42 | 2.1782 | 35 | 25 | 34.5 | 25.5 | 34 | 26 | 33.5 | 26.5 | 33 | 27 | 32.5 | 27.5 | 32 | 28 | 31.5 | 28.5 | 31 | 29 | 30.5 | 29.5
42 | 37 | 43 | 0.0145 | 35 | 25 | 34.5 | 25.5 | 34 | 26 | 33.5 | 26.5 | 33 | 27 | 32.5 | 27.5 | 32 | 28 | 31.5 | 28.5 | 31 | 29 | 30.5 | 29.5
43 | 43 | 44 | 1.1353 | 35 | 25 | 34.5 | 25.5 | 34 | 26 | 33.5 | 26.5 | 33 | 27 | 32.5 | 27.5 | 32 | 28 | 31.5 | 28.5 | 31 | 29 | 30.5 | 29.5
44 | 43 | 45 | 0.0168 | 35 | 25 | 34.5 | 25.5 | 34 | 26 | 33.5 | 26.5 | 33 | 27 | 32.5 | 27.5 | 32 | 28 | 31.5 | 28.5 | 31 | 29 | 30.5 | 29.5
45 | 45 | 46 | 0.0374 | 35 | 25 | 34.5 | 25.5 | 34 | 26 | 33.5 | 26.5 | 33 | 27 | 32.5 | 27.5 | 32 | 28 | 31.5 | 28.5 | 31 | 29 | 30.5 | 29.5
46 | 46 | 47 | 0.1204 | 35 | 25 | 34.5 | 25.5 | 34 | 26 | 33.5 | 26.5 | 33 | 27 | 32.5 | 27.5 | 32 | 28 | 31.5 | 28.5 | 31 | 29 | 30.5 | 29.5
47 | 47 | 48 | 3.1345 | 35 | 25 | 34.5 | 25.5 | 34 | 26 | 33.5 | 26.5 | 33 | 27 | 32.5 | 27.5 | 32 | 28 | 31.5 | 28.5 | 31 | 29 | 30.5 | 29.5
48 | 47 | 49 | 3.6605 | 35 | 25 | 34.5 | 25.5 | 34 | 26 | 33.5 | 26.5 | 33 | 27 | 32.5 | 27.5 | 32 | 28 | 31.5 | 28.5 | 31 | 29 | 30.5 | 29.5
49 | 46 | 50 | 3.6605 | 35 | 25 | 34.5 | 25.5 | 34 | 26 | 33.5 | 26.5 | 33 | 27 | 32.5 | 27.5 | 32 | 28 | 31.5 | 28.5 | 31 | 29 | 30.5 | 29.5
50 | 46 | 51 | 0.0123 | 35 | 25 | 34.5 | 25.5 | 34 | 26 | 33.5 | 26.5 | 33 | 27 | 32.5 | 27.5 | 32 | 28 | 31.5 | 28.5 | 31 | 29 | 30.5 | 29.5
51 | 51 | 52 | 3.6605 | 35 | 25 | 34.5 | 25.5 | 34 | 26 | 33.5 | 26.5 | 33 | 27 | 32.5 | 27.5 | 32 | 28 | 31.5 | 28.5 | 31 | 29 | 30.5 | 29.5
52 | 51 | 53 | 3.5987 | 35 | 25 | 34.5 | 25.5 | 34 | 26 | 33.5 | 26.5 | 33 | 27 | 32.5 | 27.5 | 32 | 28 | 31.5 | 28.5 | 31 | 29 | 30.5 | 29.5
53 | 51 | 54 | 0.0324 | 35 | 25 | 34.5 | 25.5 | 34 | 26 | 33.5 | 26.5 | 33 | 27 | 32.5 | 27.5 | 32 | 28 | 31.5 | 28.5 | 31 | 29 | 30.5 | 29.5
54 | 54 | 55 | 4.3233 | 35 | 25 | 34.5 | 25.5 | 34 | 26 | 33.5 | 26.5 | 33 | 27 | 32.5 | 27.5 | 32 | 28 | 31.5 | 28.5 | 31 | 29 | 30.5 | 29.5
55 | 54 | 56 | 3.6014 | 35 | 25 | 34.5 | 25.5 | 34 | 26 | 33.5 | 26.5 | 33 | 27 | 32.5 | 27.5 | 32 | 28 | 31.5 | 28.5 | 31 | 29 | 30.5 | 29.5
56 | 54 | 57 | 0.0249 | 35 | 25 | 34.5 | 25.5 | 34 | 26 | 33.5 | 26.5 | 33 | 27 | 32.5 | 27.5 | 32 | 28 | 31.5 | 28.5 | 31 | 29 | 30.5 | 29.5
57 | 57 | 58 | 3.6497 | 35 | 25 | 34.5 | 25.5 | 34 | 26 | 33.5 | 26.5 | 33 | 27 | 32.5 | 27.5 | 32 | 28 | 31.5 | 28.5 | 31 | 29 | 30.5 | 29.5
58 | 57 | 59 | 3.3089 | 35 | 25 | 34.5 | 25.5 | 34 | 26 | 33.5 | 26.5 | 33 | 27 | 32.5 | 27.5 | 32 | 28 | 31.5 | 28.5 | 31 | 29 | 30.5 | 29.5
59 | 57 | 60 | 0.0479 | 35 | 25 | 34.5 | 25.5 | 34 | 26 | 33.5 | 26.5 | 33 | 27 | 32.5 | 27.5 | 32 | 28 | 31.5 | 28.5 | 31 | 29 | 30.5 | 29.5
60 | 60 | 61 | 2.5548 | 35 | 25 | 34.5 | 25.5 | 34 | 26 | 33.5 | 26.5 | 33 | 27 | 32.5 | 27.5 | 32 | 28 | 31.5 | 28.5 | 31 | 29 | 30.5 | 29.5
61 | 60 | 62 | 2.8205 | 35 | 25 | 34.5 | 25.5 | 34 | 26 | 33.5 | 26.5 | 33 | 27 | 32.5 | 27.5 | 32 | 28 | 31.5 | 28.5 | 31 | 29 | 30.5 | 29.5
62 | 63 | 60 | 0.0021 | 35 | 25 | 34.5 | 25.5 | 34 | 26 | 33.5 | 26.5 | 33 | 27 | 32.5 | 27.5 | 32 | 28 | 31.5 | 28.5 | 31 | 29 | 30.5 | 29.5
63 | 63 | 39 | 0.0077 | 35 | 25 | 34.5 | 25.5 | 34 | 26 | 33.5 | 26.5 | 33 | 27 | 32.5 | 27.5 | 32 | 28 | 31.5 | 28.5 | 31 | 29 | 30.5 | 29.5
64 | 64 | 43 | 0.0059 | 35 | 25 | 34.5 | 25.5 | 34 | 26 | 33.5 | 26.5 | 33 | 27 | 32.5 | 27.5 | 32 | 28 | 31.5 | 28.5 | 31 | 29 | 30.5 | 29.5
Fixed pressure points of Eq.(64) for supply pipeline
Heat pipe No. | From node_A | To node_B | Resistance coefficient of pipe (psia/(kg/s)2) | Point1 |  | Point2 |  | Point3 |  | Point4 |  | Point5 |  | Point6 |  | Point7 |  | Point8 |  | Point9 |  | Point10
|  |  |  | Pressure_A*(psia) | Pressure_B*(psia) | Pressure_A*(psia) | Pressure_B*(psia) | Pressure_A*(psia) | Pressure_B*(psia) | Pressure_A*(psia) | Pressure_B*(psia) | Pressure_A*(psia) | Pressure_B*(psia) | Pressure_A*(psia) | Pressure_B*(psia) | Pressure_A*(psia) | Pressure_B*(psia) | Pressure_A*(psia) | Pressure_B*(psia) | Pressure_A*(psia) | Pressure_B*(psia) | Pressure_A*(psia) | Pressure_B*(psia)
1 | 1 | 2 | 0.0076 | 25 | 35 | 25.5 | 34.5 | 26 | 34 | 26.5 | 33.5 | 27 | 33 | 27.5 | 32.5 | 28 | 32 | 28.5 | 31.5 | 29 | 31 | 29.5 | 30.5
2 | 2 | 3 | 0.8574 | 25 | 35 | 25.5 | 34.5 | 26 | 34 | 26.5 | 33.5 | 27 | 33 | 27.5 | 32.5 | 28 | 32 | 28.5 | 31.5 | 29 | 31 | 29.5 | 30.5
3 | 2 | 4 | 0.4484 | 25 | 35 | 25.5 | 34.5 | 26 | 34 | 26.5 | 33.5 | 27 | 33 | 27.5 | 32.5 | 28 | 32 | 28.5 | 31.5 | 29 | 31 | 29.5 | 30.5
4 | 2 | 5 | 0.0054 | 25 | 35 | 25.5 | 34.5 | 26 | 34 | 26.5 | 33.5 | 27 | 33 | 27.5 | 32.5 | 28 | 32 | 28.5 | 31.5 | 29 | 31 | 29.5 | 30.5
5 | 5 | 6 | 7.2807 | 25 | 35 | 25.5 | 34.5 | 26 | 34 | 26.5 | 33.5 | 27 | 33 | 27.5 | 32.5 | 28 | 32 | 28.5 | 31.5 | 29 | 31 | 29.5 | 30.5
6 | 5 | 7 | 0.1594 | 25 | 35 | 25.5 | 34.5 | 26 | 34 | 26.5 | 33.5 | 27 | 33 | 27.5 | 32.5 | 28 | 32 | 28.5 | 31.5 | 29 | 31 | 29.5 | 30.5
7 | 7 | 8 | 1.5591 | 25 | 35 | 25.5 | 34.5 | 26 | 34 | 26.5 | 33.5 | 27 | 33 | 27.5 | 32.5 | 28 | 32 | 28.5 | 31.5 | 29 | 31 | 29.5 | 30.5
8 | 7 | 9 | 0.9039 | 25 | 35 | 25.5 | 34.5 | 26 | 34 | 26.5 | 33.5 | 27 | 33 | 27.5 | 32.5 | 28 | 32 | 28.5 | 31.5 | 29 | 31 | 29.5 | 30.5
9 | 7 | 10 | 2.1782 | 25 | 35 | 25.5 | 34.5 | 26 | 34 | 26.5 | 33.5 | 27 | 33 | 27.5 | 32.5 | 28 | 32 | 28.5 | 31.5 | 29 | 31 | 29.5 | 30.5
10 | 5 | 11 | 0.0145 | 25 | 35 | 25.5 | 34.5 | 26 | 34 | 26.5 | 33.5 | 27 | 33 | 27.5 | 32.5 | 28 | 32 | 28.5 | 31.5 | 29 | 31 | 29.5 | 30.5
11 | 11 | 12 | 1.1353 | 25 | 35 | 25.5 | 34.5 | 26 | 34 | 26.5 | 33.5 | 27 | 33 | 27.5 | 32.5 | 28 | 32 | 28.5 | 31.5 | 29 | 31 | 29.5 | 30.5
12 | 11 | 13 | 0.0168 | 25 | 35 | 25.5 | 34.5 | 26 | 34 | 26.5 | 33.5 | 27 | 33 | 27.5 | 32.5 | 28 | 32 | 28.5 | 31.5 | 29 | 31 | 29.5 | 30.5
13 | 13 | 14 | 0.0374 | 25 | 35 | 25.5 | 34.5 | 26 | 34 | 26.5 | 33.5 | 27 | 33 | 27.5 | 32.5 | 28 | 32 | 28.5 | 31.5 | 29 | 31 | 29.5 | 30.5
14 | 14 | 15 | 0.1204 | 25 | 35 | 25.5 | 34.5 | 26 | 34 | 26.5 | 33.5 | 27 | 33 | 27.5 | 32.5 | 28 | 32 | 28.5 | 31.5 | 29 | 31 | 29.5 | 30.5
15 | 15 | 16 | 3.1345 | 25 | 35 | 25.5 | 34.5 | 26 | 34 | 26.5 | 33.5 | 27 | 33 | 27.5 | 32.5 | 28 | 32 | 28.5 | 31.5 | 29 | 31 | 29.5 | 30.5
16 | 15 | 17 | 3.6605 | 25 | 35 | 25.5 | 34.5 | 26 | 34 | 26.5 | 33.5 | 27 | 33 | 27.5 | 32.5 | 28 | 32 | 28.5 | 31.5 | 29 | 31 | 29.5 | 30.5
17 | 14 | 18 | 3.6605 | 25 | 35 | 25.5 | 34.5 | 26 | 34 | 26.5 | 33.5 | 27 | 33 | 27.5 | 32.5 | 28 | 32 | 28.5 | 31.5 | 29 | 31 | 29.5 | 30.5
18 | 14 | 19 | 0.0123 | 25 | 35 | 25.5 | 34.5 | 26 | 34 | 26.5 | 33.5 | 27 | 33 | 27.5 | 32.5 | 28 | 32 | 28.5 | 31.5 | 29 | 31 | 29.5 | 30.5
19 | 19 | 20 | 3.6605 | 25 | 35 | 25.5 | 34.5 | 26 | 34 | 26.5 | 33.5 | 27 | 33 | 27.5 | 32.5 | 28 | 32 | 28.5 | 31.5 | 29 | 31 | 29.5 | 30.5
20 | 19 | 21 | 3.5987 | 25 | 35 | 25.5 | 34.5 | 26 | 34 | 26.5 | 33.5 | 27 | 33 | 27.5 | 32.5 | 28 | 32 | 28.5 | 31.5 | 29 | 31 | 29.5 | 30.5
21 | 19 | 22 | 0.0324 | 25 | 35 | 25.5 | 34.5 | 26 | 34 | 26.5 | 33.5 | 27 | 33 | 27.5 | 32.5 | 28 | 32 | 28.5 | 31.5 | 29 | 31 | 29.5 | 30.5
22 | 22 | 23 | 4.3233 | 25 | 35 | 25.5 | 34.5 | 26 | 34 | 26.5 | 33.5 | 27 | 33 | 27.5 | 32.5 | 28 | 32 | 28.5 | 31.5 | 29 | 31 | 29.5 | 30.5
23 | 22 | 24 | 3.6014 | 25 | 35 | 25.5 | 34.5 | 26 | 34 | 26.5 | 33.5 | 27 | 33 | 27.5 | 32.5 | 28 | 32 | 28.5 | 31.5 | 29 | 31 | 29.5 | 30.5
24 | 22 | 25 | 0.0249 | 25 | 35 | 25.5 | 34.5 | 26 | 34 | 26.5 | 33.5 | 27 | 33 | 27.5 | 32.5 | 28 | 32 | 28.5 | 31.5 | 29 | 31 | 29.5 | 30.5
25 | 25 | 26 | 3.6497 | 25 | 35 | 25.5 | 34.5 | 26 | 34 | 26.5 | 33.5 | 27 | 33 | 27.5 | 32.5 | 28 | 32 | 28.5 | 31.5 | 29 | 31 | 29.5 | 30.5
26 | 25 | 27 | 3.3089 | 25 | 35 | 25.5 | 34.5 | 26 | 34 | 26.5 | 33.5 | 27 | 33 | 27.5 | 32.5 | 28 | 32 | 28.5 | 31.5 | 29 | 31 | 29.5 | 30.5
27 | 25 | 28 | 0.0479 | 25 | 35 | 25.5 | 34.5 | 26 | 34 | 26.5 | 33.5 | 27 | 33 | 27.5 | 32.5 | 28 | 32 | 28.5 | 31.5 | 29 | 31 | 29.5 | 30.5
28 | 28 | 29 | 2.5548 | 25 | 35 | 25.5 | 34.5 | 26 | 34 | 26.5 | 33.5 | 27 | 33 | 27.5 | 32.5 | 28 | 32 | 28.5 | 31.5 | 29 | 31 | 29.5 | 30.5
29 | 28 | 30 | 2.8205 | 25 | 35 | 25.5 | 34.5 | 26 | 34 | 26.5 | 33.5 | 27 | 33 | 27.5 | 32.5 | 28 | 32 | 28.5 | 31.5 | 29 | 31 | 29.5 | 30.5
30 | 31 | 28 | 0.0021 | 25 | 35 | 25.5 | 34.5 | 26 | 34 | 26.5 | 33.5 | 27 | 33 | 27.5 | 32.5 | 28 | 32 | 28.5 | 31.5 | 29 | 31 | 29.5 | 30.5
31 | 31 | 7 | 0.0077 | 25 | 35 | 25.5 | 34.5 | 26 | 34 | 26.5 | 33.5 | 27 | 33 | 27.5 | 32.5 | 28 | 32 | 28.5 | 31.5 | 29 | 31 | 29.5 | 30.5
32 | 32 | 11 | 0.0059 | 25 | 35 | 25.5 | 34.5 | 26 | 34 | 26.5 | 33.5 | 27 | 33 | 27.5 | 32.5 | 28 | 32 | 28.5 | 31.5 | 29 | 31 | 29.5 | 30.5
33 | 33 | 34 | 0.0076 | 25 | 35 | 25.5 | 34.5 | 26 | 34 | 26.5 | 33.5 | 27 | 33 | 27.5 | 32.5 | 28 | 32 | 28.5 | 31.5 | 29 | 31 | 29.5 | 30.5
34 | 34 | 35 | 0.8574 | 25 | 35 | 25.5 | 34.5 | 26 | 34 | 26.5 | 33.5 | 27 | 33 | 27.5 | 32.5 | 28 | 32 | 28.5 | 31.5 | 29 | 31 | 29.5 | 30.5
35 | 34 | 36 | 0.4484 | 25 | 35 | 25.5 | 34.5 | 26 | 34 | 26.5 | 33.5 | 27 | 33 | 27.5 | 32.5 | 28 | 32 | 28.5 | 31.5 | 29 | 31 | 29.5 | 30.5
36 | 34 | 37 | 0.0054 | 25 | 35 | 25.5 | 34.5 | 26 | 34 | 26.5 | 33.5 | 27 | 33 | 27.5 | 32.5 | 28 | 32 | 28.5 | 31.5 | 29 | 31 | 29.5 | 30.5
37 | 37 | 38 | 7.2807 | 25 | 35 | 25.5 | 34.5 | 26 | 34 | 26.5 | 33.5 | 27 | 33 | 27.5 | 32.5 | 28 | 32 | 28.5 | 31.5 | 29 | 31 | 29.5 | 30.5
38 | 37 | 39 | 0.1594 | 25 | 35 | 25.5 | 34.5 | 26 | 34 | 26.5 | 33.5 | 27 | 33 | 27.5 | 32.5 | 28 | 32 | 28.5 | 31.5 | 29 | 31 | 29.5 | 30.5
39 | 39 | 40 | 1.5591 | 25 | 35 | 25.5 | 34.5 | 26 | 34 | 26.5 | 33.5 | 27 | 33 | 27.5 | 32.5 | 28 | 32 | 28.5 | 31.5 | 29 | 31 | 29.5 | 30.5
40 | 39 | 41 | 0.9039 | 25 | 35 | 25.5 | 34.5 | 26 | 34 | 26.5 | 33.5 | 27 | 33 | 27.5 | 32.5 | 28 | 32 | 28.5 | 31.5 | 29 | 31 | 29.5 | 30.5
41 | 39 | 42 | 2.1782 | 25 | 35 | 25.5 | 34.5 | 26 | 34 | 26.5 | 33.5 | 27 | 33 | 27.5 | 32.5 | 28 | 32 | 28.5 | 31.5 | 29 | 31 | 29.5 | 30.5
42 | 37 | 43 | 0.0145 | 25 | 35 | 25.5 | 34.5 | 26 | 34 | 26.5 | 33.5 | 27 | 33 | 27.5 | 32.5 | 28 | 32 | 28.5 | 31.5 | 29 | 31 | 29.5 | 30.5
43 | 43 | 44 | 1.1353 | 25 | 35 | 25.5 | 34.5 | 26 | 34 | 26.5 | 33.5 | 27 | 33 | 27.5 | 32.5 | 28 | 32 | 28.5 | 31.5 | 29 | 31 | 29.5 | 30.5
44 | 43 | 45 | 0.0168 | 25 | 35 | 25.5 | 34.5 | 26 | 34 | 26.5 | 33.5 | 27 | 33 | 27.5 | 32.5 | 28 | 32 | 28.5 | 31.5 | 29 | 31 | 29.5 | 30.5
45 | 45 | 46 | 0.0374 | 25 | 35 | 25.5 | 34.5 | 26 | 34 | 26.5 | 33.5 | 27 | 33 | 27.5 | 32.5 | 28 | 32 | 28.5 | 31.5 | 29 | 31 | 29.5 | 30.5
46 | 46 | 47 | 0.1204 | 25 | 35 | 25.5 | 34.5 | 26 | 34 | 26.5 | 33.5 | 27 | 33 | 27.5 | 32.5 | 28 | 32 | 28.5 | 31.5 | 29 | 31 | 29.5 | 30.5
47 | 47 | 48 | 3.1345 | 25 | 35 | 25.5 | 34.5 | 26 | 34 | 26.5 | 33.5 | 27 | 33 | 27.5 | 32.5 | 28 | 32 | 28.5 | 31.5 | 29 | 31 | 29.5 | 30.5
48 | 47 | 49 | 3.6605 | 25 | 35 | 25.5 | 34.5 | 26 | 34 | 26.5 | 33.5 | 27 | 33 | 27.5 | 32.5 | 28 | 32 | 28.5 | 31.5 | 29 | 31 | 29.5 | 30.5
49 | 46 | 50 | 3.6605 | 25 | 35 | 25.5 | 34.5 | 26 | 34 | 26.5 | 33.5 | 27 | 33 | 27.5 | 32.5 | 28 | 32 | 28.5 | 31.5 | 29 | 31 | 29.5 | 30.5
50 | 46 | 51 | 0.0123 | 25 | 35 | 25.5 | 34.5 | 26 | 34 | 26.5 | 33.5 | 27 | 33 | 27.5 | 32.5 | 28 | 32 | 28.5 | 31.5 | 29 | 31 | 29.5 | 30.5
51 | 51 | 52 | 3.6605 | 25 | 35 | 25.5 | 34.5 | 26 | 34 | 26.5 | 33.5 | 27 | 33 | 27.5 | 32.5 | 28 | 32 | 28.5 | 31.5 | 29 | 31 | 29.5 | 30.5
52 | 51 | 53 | 3.5987 | 25 | 35 | 25.5 | 34.5 | 26 | 34 | 26.5 | 33.5 | 27 | 33 | 27.5 | 32.5 | 28 | 32 | 28.5 | 31.5 | 29 | 31 | 29.5 | 30.5
53 | 51 | 54 | 0.0324 | 25 | 35 | 25.5 | 34.5 | 26 | 34 | 26.5 | 33.5 | 27 | 33 | 27.5 | 32.5 | 28 | 32 | 28.5 | 31.5 | 29 | 31 | 29.5 | 30.5
54 | 54 | 55 | 4.3233 | 25 | 35 | 25.5 | 34.5 | 26 | 34 | 26.5 | 33.5 | 27 | 33 | 27.5 | 32.5 | 28 | 32 | 28.5 | 31.5 | 29 | 31 | 29.5 | 30.5
55 | 54 | 56 | 3.6014 | 25 | 35 | 25.5 | 34.5 | 26 | 34 | 26.5 | 33.5 | 27 | 33 | 27.5 | 32.5 | 28 | 32 | 28.5 | 31.5 | 29 | 31 | 29.5 | 30.5
56 | 54 | 57 | 0.0249 | 25 | 35 | 25.5 | 34.5 | 26 | 34 | 26.5 | 33.5 | 27 | 33 | 27.5 | 32.5 | 28 | 32 | 28.5 | 31.5 | 29 | 31 | 29.5 | 30.5
57 | 57 | 58 | 3.6497 | 25 | 35 | 25.5 | 34.5 | 26 | 34 | 26.5 | 33.5 | 27 | 33 | 27.5 | 32.5 | 28 | 32 | 28.5 | 31.5 | 29 | 31 | 29.5 | 30.5
58 | 57 | 59 | 3.3089 | 25 | 35 | 25.5 | 34.5 | 26 | 34 | 26.5 | 33.5 | 27 | 33 | 27.5 | 32.5 | 28 | 32 | 28.5 | 31.5 | 29 | 31 | 29.5 | 30.5
59 | 57 | 60 | 0.0479 | 25 | 35 | 25.5 | 34.5 | 26 | 34 | 26.5 | 33.5 | 27 | 33 | 27.5 | 32.5 | 28 | 32 | 28.5 | 31.5 | 29 | 31 | 29.5 | 30.5
60 | 60 | 61 | 2.5548 | 25 | 35 | 25.5 | 34.5 | 26 | 34 | 26.5 | 33.5 | 27 | 33 | 27.5 | 32.5 | 28 | 32 | 28.5 | 31.5 | 29 | 31 | 29.5 | 30.5
61 | 60 | 62 | 2.8205 | 25 | 35 | 25.5 | 34.5 | 26 | 34 | 26.5 | 33.5 | 27 | 33 | 27.5 | 32.5 | 28 | 32 | 28.5 | 31.5 | 29 | 31 | 29.5 | 30.5
62 | 63 | 60 | 0.0021 | 25 | 35 | 25.5 | 34.5 | 26 | 34 | 26.5 | 33.5 | 27 | 33 | 27.5 | 32.5 | 28 | 32 | 28.5 | 31.5 | 29 | 31 | 29.5 | 30.5
63 | 63 | 39 | 0.0077 | 25 | 35 | 25.5 | 34.5 | 26 | 34 | 26.5 | 33.5 | 27 | 33 | 27.5 | 32.5 | 28 | 32 | 28.5 | 31.5 | 29 | 31 | 29.5 | 30.5
64 | 64 | 43 | 0.0059 | 25 | 35 | 25.5 | 34.5 | 26 | 34 | 26.5 | 33.5 | 27 | 33 | 27.5 | 32.5 | 28 | 32 | 28.5 | 31.5 | 29 | 31 | 29.5 | 30.5
Fixed pressure points of Eq.(63) for return pipeline
Heat pipe No. | From node_A | To node_B | Resistance coefficient of pipe (psia/(kg/s)2) | Point1 |  | Point2 |  | Point3 |  | Point4 |  | Point5 |  | Point6 |  | Point7 |  | Point8 |  | Point9 |  | Point10
|  |  |  | Pressure_A(psia) | Pressure_B(psia) | Pressure_A(psia) | Pressure_B(psia) | Pressure_A(psia) | Pressure_B(psia) | Pressure_A(psia) | Pressure_B(psia) | Pressure_A(psia) | Pressure_B(psia) | Pressure_A(psia) | Pressure_B(psia) | Pressure_A(psia) | Pressure_B(psia) | Pressure_A(psia) | Pressure_B(psia) | Pressure_A(psia) | Pressure_B(psia) | Pressure_A(psia) | Pressure_B(psia)
1 | 2 | 1 | 0.0076 | 20 | 10 | 19.5 | 10.5 | 19 | 11 | 18.5 | 11.5 | 18 | 12 | 17.5 | 12.5 | 17 | 13 | 16.5 | 13.5 | 16 | 14 | 15.5 | 14.5
2 | 3 | 2 | 0.8574 | 20 | 10 | 19.5 | 10.5 | 19 | 11 | 18.5 | 11.5 | 18 | 12 | 17.5 | 12.5 | 17 | 13 | 16.5 | 13.5 | 16 | 14 | 15.5 | 14.5
3 | 4 | 2 | 0.4484 | 20 | 10 | 19.5 | 10.5 | 19 | 11 | 18.5 | 11.5 | 18 | 12 | 17.5 | 12.5 | 17 | 13 | 16.5 | 13.5 | 16 | 14 | 15.5 | 14.5
4 | 5 | 2 | 0.0054 | 20 | 10 | 19.5 | 10.5 | 19 | 11 | 18.5 | 11.5 | 18 | 12 | 17.5 | 12.5 | 17 | 13 | 16.5 | 13.5 | 16 | 14 | 15.5 | 14.5
5 | 6 | 5 | 7.2807 | 20 | 10 | 19.5 | 10.5 | 19 | 11 | 18.5 | 11.5 | 18 | 12 | 17.5 | 12.5 | 17 | 13 | 16.5 | 13.5 | 16 | 14 | 15.5 | 14.5
6 | 7 | 5 | 0.1594 | 20 | 10 | 19.5 | 10.5 | 19 | 11 | 18.5 | 11.5 | 18 | 12 | 17.5 | 12.5 | 17 | 13 | 16.5 | 13.5 | 16 | 14 | 15.5 | 14.5
7 | 8 | 7 | 1.5591 | 20 | 10 | 19.5 | 10.5 | 19 | 11 | 18.5 | 11.5 | 18 | 12 | 17.5 | 12.5 | 17 | 13 | 16.5 | 13.5 | 16 | 14 | 15.5 | 14.5
8 | 9 | 7 | 0.9039 | 20 | 10 | 19.5 | 10.5 | 19 | 11 | 18.5 | 11.5 | 18 | 12 | 17.5 | 12.5 | 17 | 13 | 16.5 | 13.5 | 16 | 14 | 15.5 | 14.5
9 | 10 | 7 | 2.1782 | 20 | 10 | 19.5 | 10.5 | 19 | 11 | 18.5 | 11.5 | 18 | 12 | 17.5 | 12.5 | 17 | 13 | 16.5 | 13.5 | 16 | 14 | 15.5 | 14.5
10 | 11 | 5 | 0.0145 | 20 | 10 | 19.5 | 10.5 | 19 | 11 | 18.5 | 11.5 | 18 | 12 | 17.5 | 12.5 | 17 | 13 | 16.5 | 13.5 | 16 | 14 | 15.5 | 14.5
11 | 12 | 11 | 1.1353 | 20 | 10 | 19.5 | 10.5 | 19 | 11 | 18.5 | 11.5 | 18 | 12 | 17.5 | 12.5 | 17 | 13 | 16.5 | 13.5 | 16 | 14 | 15.5 | 14.5
12 | 13 | 11 | 0.0168 | 20 | 10 | 19.5 | 10.5 | 19 | 11 | 18.5 | 11.5 | 18 | 12 | 17.5 | 12.5 | 17 | 13 | 16.5 | 13.5 | 16 | 14 | 15.5 | 14.5
13 | 14 | 13 | 0.0374 | 20 | 10 | 19.5 | 10.5 | 19 | 11 | 18.5 | 11.5 | 18 | 12 | 17.5 | 12.5 | 17 | 13 | 16.5 | 13.5 | 16 | 14 | 15.5 | 14.5
14 | 15 | 14 | 0.1204 | 20 | 10 | 19.5 | 10.5 | 19 | 11 | 18.5 | 11.5 | 18 | 12 | 17.5 | 12.5 | 17 | 13 | 16.5 | 13.5 | 16 | 14 | 15.5 | 14.5
15 | 16 | 15 | 3.1345 | 20 | 10 | 19.5 | 10.5 | 19 | 11 | 18.5 | 11.5 | 18 | 12 | 17.5 | 12.5 | 17 | 13 | 16.5 | 13.5 | 16 | 14 | 15.5 | 14.5
16 | 17 | 15 | 3.6605 | 20 | 10 | 19.5 | 10.5 | 19 | 11 | 18.5 | 11.5 | 18 | 12 | 17.5 | 12.5 | 17 | 13 | 16.5 | 13.5 | 16 | 14 | 15.5 | 14.5
17 | 18 | 14 | 3.6605 | 20 | 10 | 19.5 | 10.5 | 19 | 11 | 18.5 | 11.5 | 18 | 12 | 17.5 | 12.5 | 17 | 13 | 16.5 | 13.5 | 16 | 14 | 15.5 | 14.5
18 | 19 | 14 | 0.0123 | 20 | 10 | 19.5 | 10.5 | 19 | 11 | 18.5 | 11.5 | 18 | 12 | 17.5 | 12.5 | 17 | 13 | 16.5 | 13.5 | 16 | 14 | 15.5 | 14.5
19 | 20 | 19 | 3.6605 | 20 | 10 | 19.5 | 10.5 | 19 | 11 | 18.5 | 11.5 | 18 | 12 | 17.5 | 12.5 | 17 | 13 | 16.5 | 13.5 | 16 | 14 | 15.5 | 14.5
20 | 21 | 19 | 3.5987 | 20 | 10 | 19.5 | 10.5 | 19 | 11 | 18.5 | 11.5 | 18 | 12 | 17.5 | 12.5 | 17 | 13 | 16.5 | 13.5 | 16 | 14 | 15.5 | 14.5
21 | 22 | 19 | 0.0324 | 20 | 10 | 19.5 | 10.5 | 19 | 11 | 18.5 | 11.5 | 18 | 12 | 17.5 | 12.5 | 17 | 13 | 16.5 | 13.5 | 16 | 14 | 15.5 | 14.5
22 | 23 | 22 | 4.3233 | 20 | 10 | 19.5 | 10.5 | 19 | 11 | 18.5 | 11.5 | 18 | 12 | 17.5 | 12.5 | 17 | 13 | 16.5 | 13.5 | 16 | 14 | 15.5 | 14.5
23 | 24 | 22 | 3.6014 | 20 | 10 | 19.5 | 10.5 | 19 | 11 | 18.5 | 11.5 | 18 | 12 | 17.5 | 12.5 | 17 | 13 | 16.5 | 13.5 | 16 | 14 | 15.5 | 14.5
24 | 25 | 22 | 0.0249 | 20 | 10 | 19.5 | 10.5 | 19 | 11 | 18.5 | 11.5 | 18 | 12 | 17.5 | 12.5 | 17 | 13 | 16.5 | 13.5 | 16 | 14 | 15.5 | 14.5
25 | 26 | 25 | 3.6497 | 20 | 10 | 19.5 | 10.5 | 19 | 11 | 18.5 | 11.5 | 18 | 12 | 17.5 | 12.5 | 17 | 13 | 16.5 | 13.5 | 16 | 14 | 15.5 | 14.5
26 | 27 | 25 | 3.3089 | 20 | 10 | 19.5 | 10.5 | 19 | 11 | 18.5 | 11.5 | 18 | 12 | 17.5 | 12.5 | 17 | 13 | 16.5 | 13.5 | 16 | 14 | 15.5 | 14.5
27 | 28 | 25 | 0.0479 | 20 | 10 | 19.5 | 10.5 | 19 | 11 | 18.5 | 11.5 | 18 | 12 | 17.5 | 12.5 | 17 | 13 | 16.5 | 13.5 | 16 | 14 | 15.5 | 14.5
28 | 29 | 28 | 2.5548 | 20 | 10 | 19.5 | 10.5 | 19 | 11 | 18.5 | 11.5 | 18 | 12 | 17.5 | 12.5 | 17 | 13 | 16.5 | 13.5 | 16 | 14 | 15.5 | 14.5
29 | 30 | 28 | 2.8205 | 20 | 10 | 19.5 | 10.5 | 19 | 11 | 18.5 | 11.5 | 18 | 12 | 17.5 | 12.5 | 17 | 13 | 16.5 | 13.5 | 16 | 14 | 15.5 | 14.5
30 | 28 | 31 | 0.0021 | 20 | 10 | 19.5 | 10.5 | 19 | 11 | 18.5 | 11.5 | 18 | 12 | 17.5 | 12.5 | 17 | 13 | 16.5 | 13.5 | 16 | 14 | 15.5 | 14.5
31 | 7 | 31 | 0.0077 | 20 | 10 | 19.5 | 10.5 | 19 | 11 | 18.5 | 11.5 | 18 | 12 | 17.5 | 12.5 | 17 | 13 | 16.5 | 13.5 | 16 | 14 | 15.5 | 14.5
32 | 11 | 32 | 0.0059 | 20 | 10 | 19.5 | 10.5 | 19 | 11 | 18.5 | 11.5 | 18 | 12 | 17.5 | 12.5 | 17 | 13 | 16.5 | 13.5 | 16 | 14 | 15.5 | 14.5
33 | 34 | 33 | 0.0076 | 20 | 10 | 19.5 | 10.5 | 19 | 11 | 18.5 | 11.5 | 18 | 12 | 17.5 | 12.5 | 17 | 13 | 16.5 | 13.5 | 16 | 14 | 15.5 | 14.5
34 | 35 | 34 | 0.8574 | 20 | 10 | 19.5 | 10.5 | 19 | 11 | 18.5 | 11.5 | 18 | 12 | 17.5 | 12.5 | 17 | 13 | 16.5 | 13.5 | 16 | 14 | 15.5 | 14.5
35 | 36 | 34 | 0.4484 | 20 | 10 | 19.5 | 10.5 | 19 | 11 | 18.5 | 11.5 | 18 | 12 | 17.5 | 12.5 | 17 | 13 | 16.5 | 13.5 | 16 | 14 | 15.5 | 14.5
36 | 37 | 34 | 0.0054 | 20 | 10 | 19.5 | 10.5 | 19 | 11 | 18.5 | 11.5 | 18 | 12 | 17.5 | 12.5 | 17 | 13 | 16.5 | 13.5 | 16 | 14 | 15.5 | 14.5
37 | 38 | 37 | 7.2807 | 20 | 10 | 19.5 | 10.5 | 19 | 11 | 18.5 | 11.5 | 18 | 12 | 17.5 | 12.5 | 17 | 13 | 16.5 | 13.5 | 16 | 14 | 15.5 | 14.5
38 | 39 | 37 | 0.1594 | 20 | 10 | 19.5 | 10.5 | 19 | 11 | 18.5 | 11.5 | 18 | 12 | 17.5 | 12.5 | 17 | 13 | 16.5 | 13.5 | 16 | 14 | 15.5 | 14.5
39 | 40 | 39 | 1.5591 | 20 | 10 | 19.5 | 10.5 | 19 | 11 | 18.5 | 11.5 | 18 | 12 | 17.5 | 12.5 | 17 | 13 | 16.5 | 13.5 | 16 | 14 | 15.5 | 14.5
40 | 41 | 39 | 0.9039 | 20 | 10 | 19.5 | 10.5 | 19 | 11 | 18.5 | 11.5 | 18 | 12 | 17.5 | 12.5 | 17 | 13 | 16.5 | 13.5 | 16 | 14 | 15.5 | 14.5
41 | 42 | 39 | 2.1782 | 20 | 10 | 19.5 | 10.5 | 19 | 11 | 18.5 | 11.5 | 18 | 12 | 17.5 | 12.5 | 17 | 13 | 16.5 | 13.5 | 16 | 14 | 15.5 | 14.5
42 | 43 | 37 | 0.0145 | 20 | 10 | 19.5 | 10.5 | 19 | 11 | 18.5 | 11.5 | 18 | 12 | 17.5 | 12.5 | 17 | 13 | 16.5 | 13.5 | 16 | 14 | 15.5 | 14.5
43 | 44 | 43 | 1.1353 | 20 | 10 | 19.5 | 10.5 | 19 | 11 | 18.5 | 11.5 | 18 | 12 | 17.5 | 12.5 | 17 | 13 | 16.5 | 13.5 | 16 | 14 | 15.5 | 14.5
44 | 45 | 43 | 0.0168 | 20 | 10 | 19.5 | 10.5 | 19 | 11 | 18.5 | 11.5 | 18 | 12 | 17.5 | 12.5 | 17 | 13 | 16.5 | 13.5 | 16 | 14 | 15.5 | 14.5
45 | 46 | 45 | 0.0374 | 20 | 10 | 19.5 | 10.5 | 19 | 11 | 18.5 | 11.5 | 18 | 12 | 17.5 | 12.5 | 17 | 13 | 16.5 | 13.5 | 16 | 14 | 15.5 | 14.5
46 | 47 | 46 | 0.1204 | 20 | 10 | 19.5 | 10.5 | 19 | 11 | 18.5 | 11.5 | 18 | 12 | 17.5 | 12.5 | 17 | 13 | 16.5 | 13.5 | 16 | 14 | 15.5 | 14.5
47 | 48 | 47 | 3.1345 | 20 | 10 | 19.5 | 10.5 | 19 | 11 | 18.5 | 11.5 | 18 | 12 | 17.5 | 12.5 | 17 | 13 | 16.5 | 13.5 | 16 | 14 | 15.5 | 14.5
48 | 49 | 47 | 3.6605 | 20 | 10 | 19.5 | 10.5 | 19 | 11 | 18.5 | 11.5 | 18 | 12 | 17.5 | 12.5 | 17 | 13 | 16.5 | 13.5 | 16 | 14 | 15.5 | 14.5
49 | 50 | 46 | 3.6605 | 20 | 10 | 19.5 | 10.5 | 19 | 11 | 18.5 | 11.5 | 18 | 12 | 17.5 | 12.5 | 17 | 13 | 16.5 | 13.5 | 16 | 14 | 15.5 | 14.5
50 | 51 | 46 | 0.0123 | 20 | 10 | 19.5 | 10.5 | 19 | 11 | 18.5 | 11.5 | 18 | 12 | 17.5 | 12.5 | 17 | 13 | 16.5 | 13.5 | 16 | 14 | 15.5 | 14.5
51 | 52 | 51 | 3.6605 | 20 | 10 | 19.5 | 10.5 | 19 | 11 | 18.5 | 11.5 | 18 | 12 | 17.5 | 12.5 | 17 | 13 | 16.5 | 13.5 | 16 | 14 | 15.5 | 14.5
52 | 53 | 51 | 3.5987 | 20 | 10 | 19.5 | 10.5 | 19 | 11 | 18.5 | 11.5 | 18 | 12 | 17.5 | 12.5 | 17 | 13 | 16.5 | 13.5 | 16 | 14 | 15.5 | 14.5
53 | 54 | 51 | 0.0324 | 20 | 10 | 19.5 | 10.5 | 19 | 11 | 18.5 | 11.5 | 18 | 12 | 17.5 | 12.5 | 17 | 13 | 16.5 | 13.5 | 16 | 14 | 15.5 | 14.5
54 | 55 | 54 | 4.3233 | 20 | 10 | 19.5 | 10.5 | 19 | 11 | 18.5 | 11.5 | 18 | 12 | 17.5 | 12.5 | 17 | 13 | 16.5 | 13.5 | 16 | 14 | 15.5 | 14.5
55 | 56 | 54 | 3.6014 | 20 | 10 | 19.5 | 10.5 | 19 | 11 | 18.5 | 11.5 | 18 | 12 | 17.5 | 12.5 | 17 | 13 | 16.5 | 13.5 | 16 | 14 | 15.5 | 14.5
56 | 57 | 54 | 0.0249 | 20 | 10 | 19.5 | 10.5 | 19 | 11 | 18.5 | 11.5 | 18 | 12 | 17.5 | 12.5 | 17 | 13 | 16.5 | 13.5 | 16 | 14 | 15.5 | 14.5
57 | 58 | 57 | 3.6497 | 20 | 10 | 19.5 | 10.5 | 19 | 11 | 18.5 | 11.5 | 18 | 12 | 17.5 | 12.5 | 17 | 13 | 16.5 | 13.5 | 16 | 14 | 15.5 | 14.5
58 | 59 | 57 | 3.3089 | 20 | 10 | 19.5 | 10.5 | 19 | 11 | 18.5 | 11.5 | 18 | 12 | 17.5 | 12.5 | 17 | 13 | 16.5 | 13.5 | 16 | 14 | 15.5 | 14.5
59 | 60 | 57 | 0.0479 | 20 | 10 | 19.5 | 10.5 | 19 | 11 | 18.5 | 11.5 | 18 | 12 | 17.5 | 12.5 | 17 | 13 | 16.5 | 13.5 | 16 | 14 | 15.5 | 14.5
60 | 61 | 60 | 2.5548 | 20 | 10 | 19.5 | 10.5 | 19 | 11 | 18.5 | 11.5 | 18 | 12 | 17.5 | 12.5 | 17 | 13 | 16.5 | 13.5 | 16 | 14 | 15.5 | 14.5
61 | 62 | 60 | 2.8205 | 20 | 10 | 19.5 | 10.5 | 19 | 11 | 18.5 | 11.5 | 18 | 12 | 17.5 | 12.5 | 17 | 13 | 16.5 | 13.5 | 16 | 14 | 15.5 | 14.5
62 | 60 | 63 | 0.0021 | 20 | 10 | 19.5 | 10.5 | 19 | 11 | 18.5 | 11.5 | 18 | 12 | 17.5 | 12.5 | 17 | 13 | 16.5 | 13.5 | 16 | 14 | 15.5 | 14.5
63 | 39 | 63 | 0.0077 | 20 | 10 | 19.5 | 10.5 | 19 | 11 | 18.5 | 11.5 | 18 | 12 | 17.5 | 12.5 | 17 | 13 | 16.5 | 13.5 | 16 | 14 | 15.5 | 14.5
64 | 43 | 64 | 0.0059 | 20 | 10 | 19.5 | 10.5 | 19 | 11 | 18.5 | 11.5 | 18 | 12 | 17.5 | 12.5 | 17 | 13 | 16.5 | 13.5 | 16 | 14 | 15.5 | 14.5
Fixed pressure points of Eq.(64) for return pipeline
Heat pipe No. | From node_A | To node_B | Resistance coefficient of pipe (psia/(kg/s)2) | Point1 |  | Point2 |  | Point3 |  | Point4 |  | Point5 |  | Point6 |  | Point7 |  | Point8 |  | Point9 |  | Point10
|  |  |  | Pressure_A*(psia) | Pressure_B*(psia) | Pressure_A*(psia) | Pressure_B*(psia) | Pressure_A*(psia) | Pressure_B*(psia) | Pressure_A*(psia) | Pressure_B*(psia) | Pressure_A*(psia) | Pressure_B*(psia) | Pressure_A*(psia) | Pressure_B*(psia) | Pressure_A*(psia) | Pressure_B*(psia) | Pressure_A*(psia) | Pressure_B*(psia) | Pressure_A*(psia) | Pressure_B*(psia) | Pressure_A*(psia) | Pressure_B*(psia)
1 | 2 | 1 | 0.0076 | 10 | 20 | 10.5 | 19.5 | 11 | 19 | 11.5 | 18.5 | 12 | 18 | 12.5 | 17.5 | 13 | 17 | 13.5 | 16.5 | 14 | 16 | 14.5 | 15.5
2 | 3 | 2 | 0.8574 | 10 | 20 | 10.5 | 19.5 | 11 | 19 | 11.5 | 18.5 | 12 | 18 | 12.5 | 17.5 | 13 | 17 | 13.5 | 16.5 | 14 | 16 | 14.5 | 15.5
3 | 4 | 2 | 0.4484 | 10 | 20 | 10.5 | 19.5 | 11 | 19 | 11.5 | 18.5 | 12 | 18 | 12.5 | 17.5 | 13 | 17 | 13.5 | 16.5 | 14 | 16 | 14.5 | 15.5
4 | 5 | 2 | 0.0054 | 10 | 20 | 10.5 | 19.5 | 11 | 19 | 11.5 | 18.5 | 12 | 18 | 12.5 | 17.5 | 13 | 17 | 13.5 | 16.5 | 14 | 16 | 14.5 | 15.5
5 | 6 | 5 | 7.2807 | 10 | 20 | 10.5 | 19.5 | 11 | 19 | 11.5 | 18.5 | 12 | 18 | 12.5 | 17.5 | 13 | 17 | 13.5 | 16.5 | 14 | 16 | 14.5 | 15.5
6 | 7 | 5 | 0.1594 | 10 | 20 | 10.5 | 19.5 | 11 | 19 | 11.5 | 18.5 | 12 | 18 | 12.5 | 17.5 | 13 | 17 | 13.5 | 16.5 | 14 | 16 | 14.5 | 15.5
7 | 8 | 7 | 1.5591 | 10 | 20 | 10.5 | 19.5 | 11 | 19 | 11.5 | 18.5 | 12 | 18 | 12.5 | 17.5 | 13 | 17 | 13.5 | 16.5 | 14 | 16 | 14.5 | 15.5
8 | 9 | 7 | 0.9039 | 10 | 20 | 10.5 | 19.5 | 11 | 19 | 11.5 | 18.5 | 12 | 18 | 12.5 | 17.5 | 13 | 17 | 13.5 | 16.5 | 14 | 16 | 14.5 | 15.5
9 | 10 | 7 | 2.1782 | 10 | 20 | 10.5 | 19.5 | 11 | 19 | 11.5 | 18.5 | 12 | 18 | 12.5 | 17.5 | 13 | 17 | 13.5 | 16.5 | 14 | 16 | 14.5 | 15.5
10 | 11 | 5 | 0.0145 | 10 | 20 | 10.5 | 19.5 | 11 | 19 | 11.5 | 18.5 | 12 | 18 | 12.5 | 17.5 | 13 | 17 | 13.5 | 16.5 | 14 | 16 | 14.5 | 15.5
11 | 12 | 11 | 1.1353 | 10 | 20 | 10.5 | 19.5 | 11 | 19 | 11.5 | 18.5 | 12 | 18 | 12.5 | 17.5 | 13 | 17 | 13.5 | 16.5 | 14 | 16 | 14.5 | 15.5
12 | 13 | 11 | 0.0168 | 10 | 20 | 10.5 | 19.5 | 11 | 19 | 11.5 | 18.5 | 12 | 18 | 12.5 | 17.5 | 13 | 17 | 13.5 | 16.5 | 14 | 16 | 14.5 | 15.5
13 | 14 | 13 | 0.0374 | 10 | 20 | 10.5 | 19.5 | 11 | 19 | 11.5 | 18.5 | 12 | 18 | 12.5 | 17.5 | 13 | 17 | 13.5 | 16.5 | 14 | 16 | 14.5 | 15.5
14 | 15 | 14 | 0.1204 | 10 | 20 | 10.5 | 19.5 | 11 | 19 | 11.5 | 18.5 | 12 | 18 | 12.5 | 17.5 | 13 | 17 | 13.5 | 16.5 | 14 | 16 | 14.5 | 15.5
15 | 16 | 15 | 3.1345 | 10 | 20 | 10.5 | 19.5 | 11 | 19 | 11.5 | 18.5 | 12 | 18 | 12.5 | 17.5 | 13 | 17 | 13.5 | 16.5 | 14 | 16 | 14.5 | 15.5
16 | 17 | 15 | 3.6605 | 10 | 20 | 10.5 | 19.5 | 11 | 19 | 11.5 | 18.5 | 12 | 18 | 12.5 | 17.5 | 13 | 17 | 13.5 | 16.5 | 14 | 16 | 14.5 | 15.5
17 | 18 | 14 | 3.6605 | 10 | 20 | 10.5 | 19.5 | 11 | 19 | 11.5 | 18.5 | 12 | 18 | 12.5 | 17.5 | 13 | 17 | 13.5 | 16.5 | 14 | 16 | 14.5 | 15.5
18 | 19 | 14 | 0.0123 | 10 | 20 | 10.5 | 19.5 | 11 | 19 | 11.5 | 18.5 | 12 | 18 | 12.5 | 17.5 | 13 | 17 | 13.5 | 16.5 | 14 | 16 | 14.5 | 15.5
19 | 20 | 19 | 3.6605 | 10 | 20 | 10.5 | 19.5 | 11 | 19 | 11.5 | 18.5 | 12 | 18 | 12.5 | 17.5 | 13 | 17 | 13.5 | 16.5 | 14 | 16 | 14.5 | 15.5
20 | 21 | 19 | 3.5987 | 10 | 20 | 10.5 | 19.5 | 11 | 19 | 11.5 | 18.5 | 12 | 18 | 12.5 | 17.5 | 13 | 17 | 13.5 | 16.5 | 14 | 16 | 14.5 | 15.5
21 | 22 | 19 | 0.0324 | 10 | 20 | 10.5 | 19.5 | 11 | 19 | 11.5 | 18.5 | 12 | 18 | 12.5 | 17.5 | 13 | 17 | 13.5 | 16.5 | 14 | 16 | 14.5 | 15.5
22 | 23 | 22 | 4.3233 | 10 | 20 | 10.5 | 19.5 | 11 | 19 | 11.5 | 18.5 | 12 | 18 | 12.5 | 17.5 | 13 | 17 | 13.5 | 16.5 | 14 | 16 | 14.5 | 15.5
23 | 24 | 22 | 3.6014 | 10 | 20 | 10.5 | 19.5 | 11 | 19 | 11.5 | 18.5 | 12 | 18 | 12.5 | 17.5 | 13 | 17 | 13.5 | 16.5 | 14 | 16 | 14.5 | 15.5
24 | 25 | 22 | 0.0249 | 10 | 20 | 10.5 | 19.5 | 11 | 19 | 11.5 | 18.5 | 12 | 18 | 12.5 | 17.5 | 13 | 17 | 13.5 | 16.5 | 14 | 16 | 14.5 | 15.5
25 | 26 | 25 | 3.6497 | 10 | 20 | 10.5 | 19.5 | 11 | 19 | 11.5 | 18.5 | 12 | 18 | 12.5 | 17.5 | 13 | 17 | 13.5 | 16.5 | 14 | 16 | 14.5 | 15.5
26 | 27 | 25 | 3.3089 | 10 | 20 | 10.5 | 19.5 | 11 | 19 | 11.5 | 18.5 | 12 | 18 | 12.5 | 17.5 | 13 | 17 | 13.5 | 16.5 | 14 | 16 | 14.5 | 15.5
27 | 28 | 25 | 0.0479 | 10 | 20 | 10.5 | 19.5 | 11 | 19 | 11.5 | 18.5 | 12 | 18 | 12.5 | 17.5 | 13 | 17 | 13.5 | 16.5 | 14 | 16 | 14.5 | 15.5
28 | 29 | 28 | 2.5548 | 10 | 20 | 10.5 | 19.5 | 11 | 19 | 11.5 | 18.5 | 12 | 18 | 12.5 | 17.5 | 13 | 17 | 13.5 | 16.5 | 14 | 16 | 14.5 | 15.5
29 | 30 | 28 | 2.8205 | 10 | 20 | 10.5 | 19.5 | 11 | 19 | 11.5 | 18.5 | 12 | 18 | 12.5 | 17.5 | 13 | 17 | 13.5 | 16.5 | 14 | 16 | 14.5 | 15.5
30 | 28 | 31 | 0.0021 | 10 | 20 | 10.5 | 19.5 | 11 | 19 | 11.5 | 18.5 | 12 | 18 | 12.5 | 17.5 | 13 | 17 | 13.5 | 16.5 | 14 | 16 | 14.5 | 15.5
31 | 7 | 31 | 0.0077 | 10 | 20 | 10.5 | 19.5 | 11 | 19 | 11.5 | 18.5 | 12 | 18 | 12.5 | 17.5 | 13 | 17 | 13.5 | 16.5 | 14 | 16 | 14.5 | 15.5
32 | 11 | 32 | 0.0059 | 10 | 20 | 10.5 | 19.5 | 11 | 19 | 11.5 | 18.5 | 12 | 18 | 12.5 | 17.5 | 13 | 17 | 13.5 | 16.5 | 14 | 16 | 14.5 | 15.5
33 | 34 | 33 | 0.0076 | 10 | 20 | 10.5 | 19.5 | 11 | 19 | 11.5 | 18.5 | 12 | 18 | 12.5 | 17.5 | 13 | 17 | 13.5 | 16.5 | 14 | 16 | 14.5 | 15.5
34 | 35 | 34 | 0.8574 | 10 | 20 | 10.5 | 19.5 | 11 | 19 | 11.5 | 18.5 | 12 | 18 | 12.5 | 17.5 | 13 | 17 | 13.5 | 16.5 | 14 | 16 | 14.5 | 15.5
35 | 36 | 34 | 0.4484 | 10 | 20 | 10.5 | 19.5 | 11 | 19 | 11.5 | 18.5 | 12 | 18 | 12.5 | 17.5 | 13 | 17 | 13.5 | 16.5 | 14 | 16 | 14.5 | 15.5
36 | 37 | 34 | 0.0054 | 10 | 20 | 10.5 | 19.5 | 11 | 19 | 11.5 | 18.5 | 12 | 18 | 12.5 | 17.5 | 13 | 17 | 13.5 | 16.5 | 14 | 16 | 14.5 | 15.5
37 | 38 | 37 | 7.2807 | 10 | 20 | 10.5 | 19.5 | 11 | 19 | 11.5 | 18.5 | 12 | 18 | 12.5 | 17.5 | 13 | 17 | 13.5 | 16.5 | 14 | 16 | 14.5 | 15.5
38 | 39 | 37 | 0.1594 | 10 | 20 | 10.5 | 19.5 | 11 | 19 | 11.5 | 18.5 | 12 | 18 | 12.5 | 17.5 | 13 | 17 | 13.5 | 16.5 | 14 | 16 | 14.5 | 15.5
39 | 40 | 39 | 1.5591 | 10 | 20 | 10.5 | 19.5 | 11 | 19 | 11.5 | 18.5 | 12 | 18 | 12.5 | 17.5 | 13 | 17 | 13.5 | 16.5 | 14 | 16 | 14.5 | 15.5
40 | 41 | 39 | 0.9039 | 10 | 20 | 10.5 | 19.5 | 11 | 19 | 11.5 | 18.5 | 12 | 18 | 12.5 | 17.5 | 13 | 17 | 13.5 | 16.5 | 14 | 16 | 14.5 | 15.5
41 | 42 | 39 | 2.1782 | 10 | 20 | 10.5 | 19.5 | 11 | 19 | 11.5 | 18.5 | 12 | 18 | 12.5 | 17.5 | 13 | 17 | 13.5 | 16.5 | 14 | 16 | 14.5 | 15.5
42 | 43 | 37 | 0.0145 | 10 | 20 | 10.5 | 19.5 | 11 | 19 | 11.5 | 18.5 | 12 | 18 | 12.5 | 17.5 | 13 | 17 | 13.5 | 16.5 | 14 | 16 | 14.5 | 15.5
43 | 44 | 43 | 1.1353 | 10 | 20 | 10.5 | 19.5 | 11 | 19 | 11.5 | 18.5 | 12 | 18 | 12.5 | 17.5 | 13 | 17 | 13.5 | 16.5 | 14 | 16 | 14.5 | 15.5
44 | 45 | 43 | 0.0168 | 10 | 20 | 10.5 | 19.5 | 11 | 19 | 11.5 | 18.5 | 12 | 18 | 12.5 | 17.5 | 13 | 17 | 13.5 | 16.5 | 14 | 16 | 14.5 | 15.5
45 | 46 | 45 | 0.0374 | 10 | 20 | 10.5 | 19.5 | 11 | 19 | 11.5 | 18.5 | 12 | 18 | 12.5 | 17.5 | 13 | 17 | 13.5 | 16.5 | 14 | 16 | 14.5 | 15.5
46 | 47 | 46 | 0.1204 | 10 | 20 | 10.5 | 19.5 | 11 | 19 | 11.5 | 18.5 | 12 | 18 | 12.5 | 17.5 | 13 | 17 | 13.5 | 16.5 | 14 | 16 | 14.5 | 15.5
47 | 48 | 47 | 3.1345 | 10 | 20 | 10.5 | 19.5 | 11 | 19 | 11.5 | 18.5 | 12 | 18 | 12.5 | 17.5 | 13 | 17 | 13.5 | 16.5 | 14 | 16 | 14.5 | 15.5
48 | 49 | 47 | 3.6605 | 10 | 20 | 10.5 | 19.5 | 11 | 19 | 11.5 | 18.5 | 12 | 18 | 12.5 | 17.5 | 13 | 17 | 13.5 | 16.5 | 14 | 16 | 14.5 | 15.5
49 | 50 | 46 | 3.6605 | 10 | 20 | 10.5 | 19.5 | 11 | 19 | 11.5 | 18.5 | 12 | 18 | 12.5 | 17.5 | 13 | 17 | 13.5 | 16.5 | 14 | 16 | 14.5 | 15.5
50 | 51 | 46 | 0.0123 | 10 | 20 | 10.5 | 19.5 | 11 | 19 | 11.5 | 18.5 | 12 | 18 | 12.5 | 17.5 | 13 | 17 | 13.5 | 16.5 | 14 | 16 | 14.5 | 15.5
51 | 52 | 51 | 3.6605 | 10 | 20 | 10.5 | 19.5 | 11 | 19 | 11.5 | 18.5 | 12 | 18 | 12.5 | 17.5 | 13 | 17 | 13.5 | 16.5 | 14 | 16 | 14.5 | 15.5
52 | 53 | 51 | 3.5987 | 10 | 20 | 10.5 | 19.5 | 11 | 19 | 11.5 | 18.5 | 12 | 18 | 12.5 | 17.5 | 13 | 17 | 13.5 | 16.5 | 14 | 16 | 14.5 | 15.5
53 | 54 | 51 | 0.0324 | 10 | 20 | 10.5 | 19.5 | 11 | 19 | 11.5 | 18.5 | 12 | 18 | 12.5 | 17.5 | 13 | 17 | 13.5 | 16.5 | 14 | 16 | 14.5 | 15.5
54 | 55 | 54 | 4.3233 | 10 | 20 | 10.5 | 19.5 | 11 | 19 | 11.5 | 18.5 | 12 | 18 | 12.5 | 17.5 | 13 | 17 | 13.5 | 16.5 | 14 | 16 | 14.5 | 15.5
55 | 56 | 54 | 3.6014 | 10 | 20 | 10.5 | 19.5 | 11 | 19 | 11.5 | 18.5 | 12 | 18 | 12.5 | 17.5 | 13 | 17 | 13.5 | 16.5 | 14 | 16 | 14.5 | 15.5
56 | 57 | 54 | 0.0249 | 10 | 20 | 10.5 | 19.5 | 11 | 19 | 11.5 | 18.5 | 12 | 18 | 12.5 | 17.5 | 13 | 17 | 13.5 | 16.5 | 14 | 16 | 14.5 | 15.5
57 | 58 | 57 | 3.6497 | 10 | 20 | 10.5 | 19.5 | 11 | 19 | 11.5 | 18.5 | 12 | 18 | 12.5 | 17.5 | 13 | 17 | 13.5 | 16.5 | 14 | 16 | 14.5 | 15.5
58 | 59 | 57 | 3.3089 | 10 | 20 | 10.5 | 19.5 | 11 | 19 | 11.5 | 18.5 | 12 | 18 | 12.5 | 17.5 | 13 | 17 | 13.5 | 16.5 | 14 | 16 | 14.5 | 15.5
59 | 60 | 57 | 0.0479 | 10 | 20 | 10.5 | 19.5 | 11 | 19 | 11.5 | 18.5 | 12 | 18 | 12.5 | 17.5 | 13 | 17 | 13.5 | 16.5 | 14 | 16 | 14.5 | 15.5
60 | 61 | 60 | 2.5548 | 10 | 20 | 10.5 | 19.5 | 11 | 19 | 11.5 | 18.5 | 12 | 18 | 12.5 | 17.5 | 13 | 17 | 13.5 | 16.5 | 14 | 16 | 14.5 | 15.5
61 | 62 | 60 | 2.8205 | 10 | 20 | 10.5 | 19.5 | 11 | 19 | 11.5 | 18.5 | 12 | 18 | 12.5 | 17.5 | 13 | 17 | 13.5 | 16.5 | 14 | 16 | 14.5 | 15.5
62 | 60 | 63 | 0.0021 | 10 | 20 | 10.5 | 19.5 | 11 | 19 | 11.5 | 18.5 | 12 | 18 | 12.5 | 17.5 | 13 | 17 | 13.5 | 16.5 | 14 | 16 | 14.5 | 15.5
63 | 39 | 63 | 0.0077 | 10 | 20 | 10.5 | 19.5 | 11 | 19 | 11.5 | 18.5 | 12 | 18 | 12.5 | 17.5 | 13 | 17 | 13.5 | 16.5 | 14 | 16 | 14.5 | 15.5
64 | 43 | 64 | 0.0059 | 10 | 20 | 10.5 | 19.5 | 11 | 19 | 11.5 | 18.5 | 12 | 18 | 12.5 | 17.5 | 13 | 17 | 13.5 | 16.5 | 14 | 16 | 14.5 | 15.5